## F4
MSPGCL: GTPS, Uran
MTR Petition Formats - Generation
Form 4: Summary of Capital Expenditure and Capitalisation
(Rs. Crore)
Sr. No. | Particulars | FY 2022-23 |  |  | FY 2023-24 |  |  | FY 2024-24 |  |  |  |  | Ensuing Years |  |  |  |  | Remarks
|  | MYT Order (227 of 2022) | April-March (Audited ) | True-Up requirement | MYT Order (227 of 2022) | April-March (Audited ) | True-Up requirement | MYT Order (227 of 2022) | Apr-Sep (Estimated) | Oct-Mar (Projected) | April - March (Projected) | Provisional True-Up requirement | FY 2025-26 | FY 2026-27 | FY 2027-28 | FY 2028-29 | FY 2029-30
|  | (a) | (b) | (c) = (b) - (a) | (d) | (e) | (f) = (e) - (d) | (g) | (h) | (i) | (j) = (h )+ (i) | (k) = (j) - (g) | Projected | Projected | Projected | Projected | Projected
1 | Capital Expenditure |  | 17.4021 | 17.4021 |  | 21.8584 | 21.8584 |  |  |  | 27.4391 | 27.4391 | 248.3102 | 336.2443 | 267.1 | 133.67 | 131.8
2 | Capitalisation | 34.55 | 17.4021 | -17.1479 | 114.04 | 21.8584 | -92.1816 | 8.5 | 0 | 92.4 | 92.4046 | 83.9046 | 259.7506 | 336.2443 | 267.1 | 133.67 | 131.8
3 | IDC |  |  | 0 |  |  | 0 |  |  |  |  | 0
4 | Capitalisation + IDC | 34.55 | 17.4021 | -17.1479 | 114.04 | 21.8584 | -92.1816 | 8.5 | 0 | 92.4 | 92.4046 | 83.9046 | 259.7506 | 336.2443 | 267.1 | 133.67 | 131.8
Note: * - Truing Up for FY 2019-20 to be done under MERC MYT Regulations 2019 with reference to amounts approved in the MYT Order for FY 2020-21 to FY 2024-25
Detailed Justification shall be provided for variation in approved capital expenditure and capitalisation vis-a-vis actual capital expenditure and capitalisation

## F4.1
MSPGCL: GTPS, Uran
MTR Petition Formats - Generation
| Project Details |  | Form 4.1: Capital Expenditure Plan | [14 empty] | (Rs. Crore)
Sr. No. | Project Code | Project Title | MERC Approval No. | MERC Approval Date | Project Purpose | Project Start Date |  |  | Project Completion date (Scheduled) |  |  | Capital Cost
[6 empty] | Original | Revised | Actual | Original | Revised | Actual | Approved | Actual Capital Cost Incurred | Deviation = Approved - Actual on account of
[14 empty] | Change in Scope of Work (a) | Material Cost (b) | IDC (c) | Others (d) | Total Deviation (a+b+c+d)
A) DPR Schemes
(i) Submitted to MERC
1 | Up gradation of Gas Turbine Automation system, SFC and Excitation system | DPR | MERC/CAPEX/20122013/02285 | 2013-01-09 | System Availability & Reliability | 2013-01-09 |  | - | - | - | - | 0 | 0 |  |  |  |  | 0
1.1 | Up-gradation of GT Automation System (Automation System PPA T3000) for Unit - 8 Stage-II | Scheme | MERC/CAPEX/20122013/02285 | 2013-01-09 | System Availability & Reliability | 2013-01-09 |  | 2013-02-08 | - | - | 2014-10-12 | 12.4 | 11.25 |  | 1.15 |  |  | 1.15
1.2 | Up-Gradation of Starting Frequency Converter & Static Excitation Equipment for GT-7 & GT-8 of Stage-II | Scheme | MERC/CAPEX/20122013/02285 | 2013-01-09 | System Availability & Reliability | 2013-01-09 |  | 2013-02-08 | - | - | 2014-10-12 | 10.91 | 9.87 |  | 1.04 |  |  | 1.04
2 | Procurement of Turbine 1st & 2nd stage blades for Gas Turbine U#6 | DPR | MERC/TECH 1/CAPEX/20142015/00087 | 2014-04-10 | System Availability & Reliability | 2014-04-10 |  | - | - | - | - | 0 | 0 |  | 0 |  |  | 0
2.1 | Procurement of Turbine 1st & 2nd stage blades for Gas Turbine U#6 | Scheme | MERC/TECH 1/CAPEX/20142015/00087 | 2014-04-10 | System Availability & Reliability | 2014-04-10 |  | 2016-02-01 | - | - | 2016-17 | 17.21 | 17.5525 |  | -0.34247 |  |  | -0.34247
3 | A0/B0 WHRP Unit Automation at GTPS Uran | DPR | MERC/CAPEX/20172018/4321 | 2017-10-11 | System Availability & Reliability | 2017-10-11 |  | - | - | - | - | 0 | 0 |  | 0 |  |  | 0
3.1 | Supply of Siemens automation system and operation, monitoring and information system (SPPA-T3000 DCS) along with all necessary accessories for up-gradation and 10% mandatory spares. | Scheme | MERC/CAPEX/20172018/4321 | 2017-10-11 | System Availability & Reliability | 2017-10-11 |  | 2020-03-21 | 2018-12-11 | - | 2023-04-27 | 20.39 | 17.0437 |  | 3.3463 |  |  | 3.3463
3.2 | Service price for design, engineering, testing, erection, supervision, commissioning and training. | Scheme | MERC/CAPEX/20172018/4321 | 2017-10-11 | System Availability & Reliability | 2017-10-11 |  | 2020-03-21 | 2018-12-11 | - | 2023-04-27 | 3.57 | 0.75469 |  | 2.8153 |  |  | 2.8153
0 | IDC | IDC | MERC/CAPEX/20172018/4321 | 2017-10-11 | System Availability & Reliability | 2017-10-11 |  | 2020-03-21 | 2018-12-11 | - | 2023-04-27 | 0.64 | 1.1987 |  | -0.55868 |  |  | -0.55868
4 | Renovation of Gas Turbine Air Intake System (Filter house for two units) at GTPS Uran | DPR | MERC/CAPEX/20172018/4645 | 2017-11-10 | System Availability & Reliability | 2017-11-10 |  | - | - | - | - | 0 | 0 |  | 0 |  |  | 0
4.1 | SUPPLY & Work COST for 2 GT Units. | Scheme | MERC/CAPEX/20172018/4645 | 2017-11-10 | System Availability & Reliability | 2017-11-10 |  | - | 2019-09-10 | - | - | 17 | 0 |  | 17 |  |  | 17
0 | 0 | 0 | 0 | - | System Availability & Reliability | - |  | - | 2019-09-10 | - | - | 0 | 0 |  | 0 |  |  | 0
5 | Procurement of compressor rotor blades and tie rod with front hollow shaft for GT Unit No. 8 at GTPS Uran | DPR | MERC/CAPEX/20172018/0151 | 2018-01-31 | System Availability & Reliability | 2018-01-31 |  | - | - | - | - | 0 | 0 |  | 0 |  |  | 0
5.1 | Procurement of GT-8 Compressor rotor blades (complete set) | Scheme | MERC/CAPEX/20172018/0151 | 2018-01-31 | System Availability & Reliability | 2018-01-31 |  | 2020-07-07 | 2019-07-31 | - | 2021-02-16 | 9.04 | 7.6515 |  | 1.3885 |  |  | 1.3885
5.2 | Procurement of GT-8 Tie rod & front hollow shaft along with installation materials | Scheme | MERC/CAPEX/20172018/0151 | 2018-01-31 | System Availability & Reliability | 2018-01-31 |  | 2020-11-05 | 2019-07-31 | - | 2022-12-29 | 9.806 | 9.0831 |  | 0.72292 |  |  | 0.72292
0 | IDC | IDC | MERC/CAPEX/20172018/0151 | 2018-01-31 | System Availability & Reliability | 2018-01-31 |  | - | 2019-07-31 | - | 2022-12-29 | 0.351 | 2.1674 |  | -1.8164 |  |  | -1.8164
6 | Upgradation of Automation Systems of GT-7 & Static Excitation Equipment of B0 Unit at GTPS Uran | DPR | MERC/CAPEX/2019-2020/422 | 2019-07-29 | System Availability & Reliability | 2019-07-29 |  | - | - | - | - | 0 | 0 |  | 0 |  |  | 0
6.1 | Up-gradation of GT Automation System for Unit – 7 (Stage – II) | Scheme | MERC/CAPEX/2019-2020/422 | 2019-07-29 | System Availability & Reliability | 2019-07-29 |  | - | 2020-12-29 | - | - | 15.62 | 0 |  | 15.62 |  |  | 15.62
6.2 | Up-gradation of B0 Static Excitation System for Stage – III | Scheme | MERC/CAPEX/2019-2020/422 | 2019-07-29 | System Availability & Reliability | 2019-07-29 |  | - | 2020-12-29 | - | - | 6.43 | 0 |  | 6.43 |  |  | 6.43
0 | IDC | IDC | MERC/CAPEX/2019-2020/422 | 2019-07-29 | System Availability & Reliability | 2019-07-29 |  | - | 2020-12-29 | - | - | 0.52 | 0 |  | 0.52 |  |  | 0.52
7 | Procurement of MOH Spares & Insurance Spares for Unit-8 at GTPS Uran | DPR | MERC/CAPEX/2019-2020/121 | 2020-02-04 | System Availability & Reliability | 2020-02-04 |  | - | - | - | - | 0 | 0 |  | 0 |  |  | 0
7.1 | GT Unit no.8 Major Over Haul (MOH) Spares | Scheme | MERC/CAPEX/2019-2020/121 | 2020-02-04 | System Availability & Reliability | 2020-02-04 |  | - | 2022-02-04 | - | - | 22.1782 | 0 |  | 22.1782 |  |  | 22.1782
7.2 | GT Unit no.8 Insurance Spares | Scheme | MERC/CAPEX/2019-2020/121 | 2020-02-04 | System Availability & Reliability | 2020-02-04 |  | - | 2022-02-04 | - | - | 13.9599 | 2.8427 |  | 11.1172 |  |  | 11.1172
0 | IDC | IDC | MERC/CAPEX/2019-2020/121 | 2020-02-04 | System Availability & Reliability | 2020-02-04 |  | - | 2022-02-04 | - | - | 0 | 0 |  | 0 |  |  | 0
8 | Implementation of Energy Saving Scheme with VFD for HP Feed Water Pump (HPFWP) and Condensate Extraction Pumps (CEP) for Stage-III at GTPS, Uran | DPR | MERC/CAPEX/2020-21/WFH/SBR/1 | 2020-04-21 | System Availability & Reliability | 2020-04-21 |  | - | - | - | - | 0 | 0 |  | 0 |  |  | 0
8.1 | Implementation of VFD with Bypass system for HP Feed Water Pumps (HPFWP) and Condensate Extraction Pumps (CEP) for St-III at GTPS, Uran.(Supply + Works) | Scheme | MERC/CAPEX/2020-21/WFH/SBR/1 | 2020-04-21 | System Availability & Reliability | 2020-04-21 |  | - | 2021-05-21 | - | - | 10.856 | 0 |  | 10.856 |  |  | 10.856
0 | IDC | IDC | MERC/CAPEX/2020-21/WFH/SBR/1 | 2020-04-21 | System Availability & Reliability | 2020-04-21 |  | - | 2021-05-21 | - | - | 0.35 | 0 |  | 0.35 |  |  | 0.35
9 | Plant Civil Works & Renovation of Colony Civil Works at GTPS Uran | DPR | MERC/CAPEX/FY 2021-22/MSPGCL /25 | 2022-02-17 | System Availability & Reliability | 2022-02-17 |  | - | - | - | - | 0 | 0 |  | 0 |  |  | 0
9.1 | Renovations, refurbishment of Residential colony at GTPS, Uran. | Scheme | MERC/CAPEX/FY 2021-22/MSPGCL /25 | 2022-02-17 | System Availability & Reliability | 2022-02-17 |  | - | 2023-02-17 | - | - | 7.5638 | 0 |  | 7.5638 |  |  | 7.5638
9.1.1 | Providing weather shed over the parpet at Type-I, Type-II, Type-D, Type- III & Type-IV quarters at GTPS , Uran. | 0 | 0 | - | System Availability & Reliability | - |  | - | 2023-02-17 | - | 2023-05-17 | 1.4278 | 1.41 |  | 0.0178 |  |  | 0.0178
0 | IDC | 0 | 0 | - | System Availability & Reliability | - |  | - | - | - | - | 0 | 0.031792 |  | -0.031792 |  |  | -0.031792
9.1.2 | Providing vitrified flooring to Type-I, Type-II, Type-D, Type- III & E quarters at GTPS , Uran. | 0 | 0 | - | System Availability & Reliability | - |  | - | 2023-02-17 | - | - | 2.0178 | 1.8759 |  | 0.1419 |  |  | 0.1419
0 | IDC | 0 | 0 | - | System Availability & Reliability | - |  | - | - | - | - | 0 | 0 |  | 0 |  |  | 0
9.1.3 | Renovation/ Refurbishment including internal structural strangthing of Type-I, Type-II, Type-D, Type- III & Type- E & F quarters at GTPS , Uran. | 0 | 0 | - | System Availability & Reliability | - |  | - | 2023-02-17 | - | - | 0.885 | 0.56362 |  | 0.32138 |  |  | 0.32138
0 | IDC | 0 | 0 | - | System Availability & Reliability | - |  | - | - | - | - | 0 | 0 |  | 0 |  |  | 0
9.1.4 | External face-lifting including structural strengthening to walls and RCC structures of TYPE-I, TYPE-II, & D-TYPE quarters: | 0 | 0 | - | System Availability & Reliability | - |  | - | 2023-02-17 | - | - | 3.2332 | 0 |  | 3.2332 |  |  | 3.2332
9.2 | Internal colony Road at GTPS, Uran. | Scheme | MERC/CAPEX/FY 2021-22/MSPGCL /25 | 2022-02-17 | System Availability & Reliability | 2022-02-17 |  | - | 2023-02-17 | - | 2023-08-25 | 1.0974 | 1.0383 |  | 0.059121 |  |  | 0.059121
9.3 | Renovation of sanitary system including Replacing sanitary and storm water drainage pipelines in colony area. | Scheme | MERC/CAPEX/FY 2021-22/MSPGCL /25 | 2022-02-17 | System Availability & Reliability | 2022-02-17 |  | - | 2023-02-17 | - | - | 1.5458 | 0 |  | 1.5458 |  |  | 1.5458
9.4 | Renovations, refurbishment of Recreation Club Building in colony at GTPS Uran | 0 | MERC/CAPEX/FY 2021-22/MSPGCL /25 | 2022-02-17 | System Availability & Reliability | 2022-02-17 |  | - | - | - | - | 0 | 0 |  | 0 |  |  | 0
9.5 | Strengthening to steel structures by epoxy painting within the plant area at GTPS, Uran | Scheme | MERC/CAPEX/FY 2021-22/MSPGCL /25 | 2022-02-17 | System Availability & Reliability | 2022-02-17 |  | - | 2023-02-17 | - | 2024-03-31 | 1.5104 | 1.3038 |  | 0.20665 |  |  | 0.20665
10 | Procurement of Turbine Rotor blades of all 4 stages & Compressor Rotor blades set (along with installation materials) for GT Unit no.7 at GTPS Uran | DPR | MERC/CAPEX/FY 2022-23/0162 | 2022-04-18 | System Availability & Reliability | 2022-04-18 |  | - | - | - | - | 0 | 0 |  | 0 |  |  | 0
10.1 | Procurement of Turbine Rotor blades of all 4 stages & Compressor Rotor blades set (along with installation materials) for GT Unit no.7 at GTPS Uran | Scheme | MERC/CAPEX/FY 2022-23/0162 | 2022-04-18 | System Availability & Reliability | 2022-04-18 |  | - | 2023-04-18 | - | - | 36.43 | 0 |  | 36.43 |  |  | 36.43
0 | IDC | IDC | MERC/CAPEX/FY 2022-23/0162 | 2022-04-18 | System Availability & Reliability | 2022-04-18 |  | - | 2023-04-18 | - | - | 0.47 | 0 |  | 0.47 |  |  | 0.47
HO DPR 8 | Replacement of Fire Tenders at Various Power Stations of Mahagenco | DPR | MERC/CAPEX/20172018/4653 | 2017-11-13 | System Availability & Reliability | 2017-11-13 |  | - | - | - | - | 0 | 0 |  | 0 |  |  | 0
HO DPR 8.2 | Normal Multipurpose Fire Tender | Scheme | MERC/CAPEX/20172018/4653 | 2017-11-13 | System Availability & Reliability | 2017-11-13 |  | 2022-03-02 | - | - | 2023-02-27 | 2.5 | 2.1847 |  | 0.31535 |  |  | 0.31535
0 | IDC | IDC | MERC/CAPEX/20172018/4653 | 2017-11-13 | System Availability & Reliability | 2017-11-13 |  | 2022-03-02 | - | - | - | 0 | 0.042562 |  | -0.042562 |  |  | -0.042562
HO DPR-10 | Implementation of IB recommendations- Civil works at various TPS of Mahagenco | DPR | MERC/CAPEX/20172018/0177 | 2018-02-06 | System Availability & Reliability | 2018-02-06 |  | - | - | - | - | 0 | 0 |  | 0 |  |  | 0
HO DPR 10.1 | GTPS Uran | Scheme | MERC/CAPEX/20172018/0177 | 2018-02-06 | System Availability & Reliability | 2018-02-06 |  | - | - | - | - | 0.944 | 0 |  | 0.944 |  |  | 0.944
0 | IDC | IDC | MERC/CAPEX/20172018/0177 | 2018-02-06 | System Availability & Reliability | 2018-02-06 |  | - | - | - | - | 0 | 0 |  | 0 |  |  | 0
HO DPR 11 | Construction of new Administrative Building for Mahagenco at Vidyut Bhawan, Katol Road, Nagpur | DPR | MERC/CAPEX/2021-2022/MSPGCL/063 | 2022-02-12 | System Availability & Reliability | 2022-02-12 |  | - | - | - | - | 0 | 0 |  | 0 |  |  | 0
HO DPR 11.1 | Construction of new Administrative Building for Mahagenco at Vidyut Bhawan, Katol Road, Nagpur | Scheme | MERC/CAPEX/2021-2022/MSPGCL/063 | 2022-02-12 | System Availability & Reliability | 2022-02-12 |  | - | - | - | - | 54.24 | 0 |  | 54.24 |  |  | 54.24
0 | IDC | IDC | MERC/CAPEX/2021-2022/MSPGCL/063 | 2022-02-12 | System Availability & Reliability | 2022-02-12 |  | - | - | - | - | 2.76 | 0 |  | 2.76 |  |  | 2.76
HO DPR 12 | Centralized Monitoring Solution | DPR | MERC/CAPEX/MSPGCL/2023-24/0576 | 2023-11-02 | System Availability & Reliability | 2023-11-02 |  | - | - | - | - | 0 | 0 |  | 0 |  |  | 0
HO DPR 12.1 | Centralized Monitoring Solution | Scheme | MERC/CAPEX/MSPGCL/2023-24/0576 | 2023-11-02 | System Availability & Reliability | 2023-11-02 |  | - | - | - | - | 66.009 | 0 |  | 66.009 |  |  | 66.009
0 | IDC | IDC | MERC/CAPEX/MSPGCL/2023-24/0576 | 2023-11-02 | System Availability & Reliability | 2023-11-02 |  | - | - | - | - | 3.3 | 0 |  | 3.3 |  |  | 3.3
Formulas:
Project Start Date = [MERC Approval Date]

## F4.2
[57 empty] | DPR | Not Initiated
[57 empty] | Scheme | WIP
| Project Details | [20 empty] | (Rs. Crore) | [24 empty] | (Rs. Crore) | [9 empty] | IDC | Partially Capitalized
Sr. No. | Project Code | DPR | MERC Approval No. | Date of Submission | MERC Approval Date | Cost as per DPR Crs. | MERC Approved Cost | Debt Equity Ratio | Grant Funding | Approved Start Date | Actual Start Date | Approved Date of Completion | Actual Date of Completion | Benefits in Quantified Terms | Capital Expenditure | [12 empty] | Physical Progress (%) | [11 empty] | Capitalisation | [12 empty] | Old Asset retired against capitalised item (in Rs. Cr) | Remarks | Current Status | Reasons for time overrun | Non-DPR | Capitalised
[15 empty] | Actual Capex till FY 2018-19 | Actual | Actual | Actual | Actual Capex till FY 2021-22 | Actual | Actual | Revised Projected | Revised Projected | Revised Projected | Revised Projected | Revised Projected | Revised Projected | Actual Progress till FY 2018-19 | Actual | Actual | Actual | Actual | Actual | Revised Projected | Revised Projected | Revised Projected | Revised Projected | Revised Projected | Revised Projected | Actual Capitalization till FY 2018-19 | Actual | Actual | Actual | Actual Capex till FY 2021-22 | Actual | Actual | Revised Projected | Revised Projected | Revised Projected | Revised Projected | Revised Projected | Revised Projected | [5 empty] | Cancelled
[16 empty] | FY 2019-20 | FY 2020-21 | FY 2021-22 |  | FY 2022-23 | FY 2023-24 | FY 2024-25 | FY 2025-26 | FY 2026-27 | FY 2027-28 | FY 2028-29 | FY 2029-30 |  | FY 2019-20 | FY 2020-21 | FY 2021-22 | FY 2022-23 | FY 2023-24 | FY 2024-25 | FY 2025-26 | FY 2026-27 | FY 2027-28 | FY 2028-29 | FY 2029-30 |  | FY 2019-20 | FY 2020-21 | FY 2021-22 |  | FY 2022-23 | FY 2023-24 | FY 2024-25 | FY 2025-26 | FY 2026-27 | FY 2027-28 | FY 2028-29 | FY 2029-30 | [5 empty] | To be cancelled
| A) DPR Schemes | [53 empty] | N.A. |  |  | To be confirmed
| (i) Submitted to MERC | [53 empty] | N.A.
1 | Up gradation of Gas Turbine Automation system, SFC and Excitation system | DPR | MERC/CAPEX/20122013/02285 | 2012-12-07 | 2013-01-09 | 23.31 | 23.31 |  |  | 2013-01-09 | [8 empty] | 0 | [24 empty] | 0 | [10 empty] | N.A.
1.1 | Up-gradation of GT Automation System (Automation System PPA T3000) for Unit - 8 Stage-II | Scheme | MERC/CAPEX/20122013/02285 | 2012-12-07 | 2013-01-09 | 12.4 | 12.4 |  |  | 2013-01-09 | 2013-02-08 |  | 2014-10-12 | System Availability & Reliability | 11.25 |  |  |  | 11.25 | [8 empty] | 100% | 0% | 0% | 0% | 0 | 0 | 0 | [5 empty] | 11.25 | - | - | - | 11.25 | - | - | - | [6 empty] | The scheme is capitalised in 2014-15 | Capitalised
1.2 | Up-Gradation of Starting Frequency Converter & Static Excitation Equipment for GT-7 & GT-8 of Stage-II | Scheme | MERC/CAPEX/20122013/02285 | 2012-12-07 | 2013-01-09 | 10.91 | 10.91 |  |  | 2013-01-09 | 2013-02-08 |  | 2014-10-12 | System Availability & Reliability | 9.87 |  |  |  | 9.87 | [8 empty] | 100% | 0% | 0% | 0% | 0 | 0 | 0 | [5 empty] | 9.87 | - | - | - | 9.87 | - | - | - | [6 empty] | The scheme is capitalised in 2014-15 | Capitalised
2 | Procurement of Turbine 1st & 2nd stage blades for Gas Turbine U#6 | DPR | MERC/TECH 1/CAPEX/20142015/00087 | 2013-12-12 | 2014-04-10 | 17.21 | 17.21 |  |  | 2014-04-10 | [8 empty] | 0 | [24 empty] | 0 | [10 empty] | N.A.
2.1 | Procurement of Turbine 1st & 2nd stage blades for Gas Turbine U#6 | Scheme | MERC/TECH 1/CAPEX/20142015/00087 | 2013-12-12 | 2014-04-10 | 17.21 | 17.21 |  |  | 2014-04-10 | 2016-02-01 |  | 2016-17 | System Availability & Reliability | 17.5525 |  |  |  | 17.5525 | [8 empty] | 100% | 0% | 0% | 0% | 0 | 0 | 0 | [5 empty] | 17.5525 | - | - | - | 17.5525 | - | - | - | [6 empty] | The scheme is capitalised in 2016-17 | Capitalised
3 | A0/B0 WHRP Unit Automation at GTPS Uran | DPR | MERC/CAPEX/20172018/4321 | 2017-06-28 | 2017-10-11 | 25.13 | 24.6 |  |  | 2017-10-11 | [8 empty] | 0 | [24 empty] | 0 | [10 empty] | N.A.
3.1 | Supply of Siemens automation system and operation, monitoring and information system (SPPA-T3000 DCS) along with all necessary accessories for up-gradation and 10% mandatory spares. | Scheme | MERC/CAPEX/20172018/4321 | 2017-06-28 | 2017-10-11 | 20.39 | 20.39 |  |  | 2017-10-11 | 2020-03-21 | 2018-12-11 | 2023-04-27 | System Availability & Reliability | 0 | 0 | 0 | 8.52 | 8.52 | 0 | 8.5237 | 0 | [5 empty] | 0% | 20% | 20% | 20% | 20% | 20% | 40% | [5 empty] | 0 | - | - | - | 0 | - | 8.5237 | - | [6 empty] | Work completed. WCR sent to HO vide T.O Letter no. 3318 dtd - 20.07.2023 The scheme is capitalised in 2023-24 PO No. 4370002260 Asset No. 1501008823 | Capitalised
3.2 | Service price for design, engineering, testing, erection, supervision, commissioning and training. | Scheme | MERC/CAPEX/20172018/4321 | 2017-06-28 | 2017-10-11 | 3.57 | 3.57 |  |  | 2017-10-11 | 2020-03-21 | 2018-12-11 | 2023-04-27 | System Availability & Reliability | 0 | 0 | 0 | 0 | 0 | 0 | 0.75469 | 0 | [5 empty] | 0% | 20% | 20% | 0% | 0% | 0% | 60% | [5 empty] | 0 | - | - | - | 0 | - | 0.75469 | - | [7 empty] | Capitalised
| IDC | IDC | MERC/CAPEX/20172018/4321 | 2017-06-28 | 2017-10-11 | 1.17 | 0.64 |  |  | 2017-10-11 | 2020-03-21 | 2018-12-11 | 2023-04-27 |  | 0 | 0 | 0 | 0 | 0 | 0 | 1.1987 | 0 | [5 empty] | 0% | 0% | 0% | 0% | 0% | 0% | 0 | [5 empty] | 0 | - | - | - | 0 | - | 1.1987 | - | [7 empty] | N.A.
4 | Renovation of Gas Turbine Air Intake System (Filter house for two units) at GTPS Uran | DPR | MERC/CAPEX/20172018/4645 | 2017-08-10 | 2017-11-10 | 17 | 17 |  |  | 2017-11-10 | [8 empty] | 0 |  |  |  | 0 | 20.06 | [19 empty] | 0 |  |  |  | 0 | 20.06 | [5 empty] | N.A.
4.1 | SUPPLY & Work COST for 2 GT Units. | Scheme | MERC/CAPEX/20172018/4645 | 2017-08-10 | 2017-11-10 | 17 | 17 |  |  | 2017-11-10 | - | 2019-09-10 | - | System Availability & Reliability | 0 | 0 | 0 | 0 | 0 | 0 | 0 | 0 | [5 empty] | 0% | 0% | 0% | 0% | - | - | - | [6 empty] | - | - | - | 0 | - | - | 0 | [6 empty] | Refloated Tender no. 300027238 was published on dtd. 09.04.2022 & extension was given 2 times upto dtd.29.08.2022. However vendor response remained poor, as such due to poor vendor response, Letter for change in QR was sent to HO on dtd 25.03.2023. Communication with vendor i/p for participation. | WIP | * MERC in-principle clearance received vide letter no. MERC/CAPEX/ 20172018/ 4645 dtd.10.11.2017. * PR was initiated; Audited draft proposal (PR No.1100083723) was sent to HO vide this office letter no. GTPS/MM/0411 (A) dtd. 27.01.2018. * Compliance were sent to HO vide this office letter no. GTPS/MMII/807 dtd.12.03.2018. * PR was approved vide HO letter no. CE(CPA)/Gr.-IVB/GTPS/12295 Dtd.20.10.2018. * Tender was published & Pre bid meeting was held on 30.01.2019. During the meeting vendor suggested review of technical specifications. As such Technical specs modification were proposed and referred to HO. * Approval for revised QR, proposed technical specifications and Terms and conditions was received vide letter no.CE(CPA)/Gr.-IVB/GTPS/6789 dtd.27.06.2019. * The tender was refloated on date 16.07.19 with revised QR and terms & conditions. * Tender was extended 5 times up to 31.01.2020. However only single bidder had participated in the tender. Due to poor vendor response, the tender was proposed for review & refloat. * Office note was submitted to HO for approval of revised QR on dated 12.01.2021 & further another Office note was sent to H.O. For revised tech. Spec. and QR approval on dtd. 23.06.2021. * Compliance for querries were submitted on 03.07.2021. * Approval for revised tech specs & revised QR was received from CA on dtd. 13.08.2021. * Tender with Rfx no. 3000022389 with revised technical specifications was published dtd. 08.10.2021. * However due to poor vendor participation tender was extended up to 13.12.2021. * Once again due to poor vendor response, ON for revision in tech specs and QR was proposed. * Approval for revised technical specs & QR received Ref. No: CE (CPA)/Gr-IVB/GTPS/ PR Approval/2725 dtd 23.03.2022. * Refloated Tender no. 300027238 was published on dtd. 09.04.2022 & extension was given 2 times upto dtd.29.08.2022. * However vendor response remained poor, as such due to poor vendor response, Letter for change in QR was sent to HO on dtd 25.03.2023. * HO query has been received recently, compliance to the same will be submitted shortly. After approval of C.A, tender will be refloated.
[11 empty] | - | 2019-09-10 | - |  |  | 0 | 0 | 0 | 0 | 0 | 0 | 0 | [5 empty] | 0% | 0% | 0% | 0% | 0 | 0 | 0 | [6 empty] | - | - | - | 0 | - | - | -
5 | Procurement of compressor rotor blades and tie rod with front hollow shaft for GT Unit No. 8 at GTPS Uran | DPR | MERC/CAPEX/20172018/0151 | 2018-01-10 | 2018-01-31 | 19.197 | 19.197 |  |  | 2018-01-31 | [8 empty] | 0 | [24 empty] | 0 | [10 empty] | N.A.
5.1 | Procurement of GT-8 Compressor rotor blades (complete set) | Scheme | MERC/CAPEX/20172018/0151 | 2018-01-10 | 2018-01-31 | 9.04 | 9.04 |  |  | 2018-01-31 | 2020-07-07 | 2019-07-31 | 2021-02-16 | Improved machine availability | 0 | 0 | 7.6515 | 0 | 7.6515 | 0 | 0 | 0 | [5 empty] | - | 20% | 80% | - | - | - | - | [6 empty] | - | 7.6515 | - | 7.6515 | - | - | - | [6 empty] | The scheme is capitalised in 2020-21 | Capitalised
5.2 | Procurement of GT-8 Tie rod & front hollow shaft along with installation materials | Scheme | MERC/CAPEX/20172018/0151 | 2018-01-10 | 2018-01-31 | 9.806 | 9.806 |  |  | 2018-01-31 | 2020-11-05 | 2019-07-31 | 2022-12-29 | Improved machine availability | 0 | 0 | 0 | 0 | 0 | 9.0831 | 0 | 0 | [5 empty] | - | 20% | 20% | - | 100% | 100% | - | [6 empty] | - | - | - | 0 | 9.0831 | 0 | - | [6 empty] | The scheme is capitalised in 2022-23 PO No. 4385000206 Asset No. 1501008755 | Capitalised | 1)M/s Siemens was granted time limit extension to carry out work of machining & assembly of Tie Rod & FHS at Berlin (Germany) upto 30.09.22 vide HO order CE(CPA)/Gr IVB/GTPS/Approval no.6024dtd04.07.2022.2)As per M/s Siemens email dtd 29.11.2022,the delivery of the material got delayed upto 27.12.2022 due to Ukraine war.
| IDC | IDC | MERC/CAPEX/20172018/0151 | 2018-01-10 | 2018-01-31 | 0.351 | 0.351 |  |  | 2018-01-31 | - | 2019-07-31 | 2022-12-29 |  | 0 | 0 | 0 | 0 | 0 | 2.1674 | 0 | 0 | [5 empty] | - | - | - | - | - | - | - | [6 empty] | - | - | - | 0 | 2.1674 | 0 | - | [7 empty] | N.A.
6 | Upgradation of Automation Systems of GT-7 & Static Excitation Equipment of B0 Unit at GTPS Uran | DPR | MERC/CAPEX/2019-2020/422 | 2018-09-21 | 2019-07-29 | 22.57 | 22.57 |  |  | 2019-07-29 | [8 empty] | 0 |  |  |  | 8.8972 | [20 empty] | 0 |  |  |  | 8.8972 | [6 empty] | N.A.
6.1 | Up-gradation of GT Automation System for Unit – 7 (Stage – II) | Scheme | MERC/CAPEX/2019-2020/422 | 2018-09-21 | 2019-07-29 | 15.62 | 15.62 |  |  | 2019-07-29 | - | 2020-12-29 | - | System Availability & Reliability | 0 | 0 | 0 | 0 | 0 | 0 | 0 | 0 | [5 empty] | - | - | - | - | 0 | 0 | 0 | [6 empty] | - | - | - | 0 | - | 0 | 0 | [6 empty] | Revised BO called . Since no response for earlier estimate. | WIP | * MERC in principle approval received for the scheme vide letter no.MERC/CAPEX/2019-2020/422 dated 29.07.2019. * Since the procurement was needed to be initiated through open tender, more budgetary offers were called from prospective bidders. * Rigorous follow-up & correspondence with probable bidders was done. However due to covid scenario & poor vendor response, receipt of bud offers from vendors got delayed. * After receipt of offers from bidders, PR 1100106081 (GT-7) was submitted to HO for approval from CA on 04.08.21. * Queries were raised by HO on 21.12.2022, Compliance to HO queries were submitted by TIC on dtd. 12.01.2023. * HO approval for PR was received on dtd.18.05.2023. * * HO approval done. Rfx prepared 3000038807. Published on 10.06.2023 sub. Up to 30.06.23.Extended 5 time sale up to dtd 28.01.2024; sub. Up to dtd 29.01.2024; *T.B. opened on dtd 04.03.2024, comparative prepared on dt. 14.03.24 *Deviation set on dt. 01.05.24, sub. Up to dt. 03.05.24
6.2 | Up-gradation of B0 Static Excitation System for Stage – III | Scheme | MERC/CAPEX/2019-2020/422 | 2018-09-21 | 2019-07-29 | 6.43 | 6.43 |  |  | 2019-07-29 | - | 2020-12-29 | - | System Availability & Reliability | 0 | 0 | 0 | 0 | 0 | 0 | 0 | 2.2759 | 0.52 |  |  |  |  | - | - | - | - | 40% | 40% | 60% | [6 empty] | - | - | - | 0 | - | - | 2.2759 | 0.52 | [5 empty] | PO Dispatched dtd. 29.07.2023 | WIP | * Since the procurement was needed to be initiated through open tender, more budgetary offers were called from prospective bidders. * Rigorous follow-up & correspondence with probable bidders was done. However due to covid scenario & poor vendor response, receipt of bud offers from vendors got delayed. * PR no. 1100107393 (SFC-SEE) was submitted to HO on dtd 06.08.21. * Compliance for HO querries were submitted on 13.08.2021. & 31.08.2021 respectively. * HO approval for QR & PR no. 1100107393 (SFC-SEE) received on dtd 14.09.2021. * Tender for SFC-SEE was published & submission up to 03.11.2021. * Due to poor bidder participation tender was extended for 14 times till 02.11.2022. * Techno-commercial bid was opened on dt.15.11.2022. * DO 4385000668 was prepared and send to HO for approval on dtd 01.06.2023. * HO approval has been received vide HO CE CPA letter No. 8015 dtd. 26.07.2023. * PO 4385000668 has been Dispatched on M/s Siemens dtd. 29.07.2023
| IDC | IDC | MERC/CAPEX/2019-2020/422 | 2018-09-21 | 2019-07-29 | 0.52 | 0.52 |  |  | 2019-07-29 | - | 2020-12-29 | - |  | 0 | 0 | 0 | 0 | 0 | 0 | 0 | 0 | [5 empty] | - | - | - | - | - | - | - | [6 empty] | - | - | - | 0 | - | - | 0 | [7 empty] | N.A.
7 | Procurement of MOH Spares & Insurance Spares for Unit-8 at GTPS Uran | DPR | MERC/CAPEX/2019-2020/121 | 2019-05-02 | 2020-02-04 | 36.1381 | 36.1381 |  |  | 2020-02-04 | [8 empty] | 0 |  |  |  | 1.5551 | [20 empty] | 0 |  |  |  | 1.5551 | [6 empty] | N.A.
7.1 | GT Unit no.8 Major Over Haul (MOH) Spares | Scheme | MERC/CAPEX/2019-2020/121 | 2019-05-02 | 2020-02-04 | 22.1782 | 22.1782 |  |  | 2020-02-04 | - | 2022-02-04 | - | Maintaining healthiness of plant auxiliaries. | 0 | 0 | 0 | 0 | 0 | 0 |  | 17.1795 | 1.7936 |  |  |  |  | - | - | - | - | _ | _ | 0 | [6 empty] | - | - | - | 0 | 0 | 0 | 17.1795 | 1.7936 | [5 empty] | 1.Turbine Rotor 1st Stage complete bladed wheel: *PO 4385000667 has been Dispatched on M/s Ameya dtd. 09.08.2023. Partial Material Received. 2.Mixing chamber & Gen. air seal: * PO no. 4385000669 has been dispatched on M/s Ameya Agencies dtd. 09.08.2023. Partial Material Received . 3.Turbine Rotor 2nd Stage blades: * PO no. 4385000672 has been dispatched on M/s Siemens dtd. 05.08.2023.Material recived. * WCR sent to HO; scheme capitalises in FY 23-24 4.Turbine Rotor 3rd Stage blades: PO no. 4385000576 is dispatched on dtd. 05.05.2022. Material received at site and scheme is capitalised in Jun-22; FY 22-23 5.Comp rotor & stator blades: ..*PO 4385000761 dispatched dtd 22.05.2024. | WIP | * In principle MERC approval received vide ref. letter MERC/CAPEX/2019-2020/121 dated 04.02.2020. * Since the procurement was needed to be initiated through open tender, more budgetary offers were called from prospective bidders. * Rigorous follow-up & correspondence with probable bidders was done. However due to covid scenario & poor vendor response, receipt of bud offers from vendors got delayed. 1. Turbine Rotor 1st Stage complete bladed wheel: * Audited PR 1100118300 was submitted to HO on dtd 16.08.2021. * HO Query was received on dtd 14.09.2021. * Compliance to the same was submitted to HO on dtd 29.09.2021. * Tender with Rfx No. 3000023730 was published on dtd. 24.11.2021 and was extended 7 times till dtd. 09.05.2022. * Deviation were given 3 times and were opened on dtd 01.07.2022. * However, due to poor vendor response, QR relaxation was proposed and Letter for change in QR was send to HO 17.01.2023. * Approval for revision in QR was received vide HO letter CE (CPA)/Gr.IV-B/CAPEX/Uran/QR revision 1910 dated 24.02.2023. * Refloated Tender with Rfx No. 3000036413 was published on dtd 15.03.2023; sale up to dtd 04.04.2023; sub. Up to dtd 05.04.2023. * Tender was extended upto 03.05.23. * Tender opened; Deviation given upto dtd. 10.05.2023 * Draft PO was prepared (PO No 4385000667); and Proposal was send to HO for approval on dtd - 06.06.2023. * HO approval for the PO has been received No. 8039 dtd.26.07.2023. * PO no. 4385000667 has been dispatched on M/s Ameya Agencies dtd. 09.08.2023 2. Mixing chamber & Gen. air seal: * Audited PR 1100118750 was submitted to HO on dtd 16.08.2021. * HO Query was received on dtd 14.09.2021. * Compliance to the same was submitted to HO on dtd 29.09.2021. * Tender with Rfx No. 3000023620 published on dtd. 24.11.2021 is extended 8 time up to submission upto dtd. 11.08.2022 * Deviation was given 3 times and were opened on dtd 01.07.2022. * However vendor response remained poor, as such due to poor vendor response, QR relaxation was proposed and Letter for change in QR was send to HO 17.01.2023. * Approval for revision in QR was received vide HO letter CE (CPA)/Gr.IV-B/CAPEX/Uran/QR revision 1910 dated 24.02.2023. * Refloated Tender with Rfx 3000030923 was published on dtd 15.03.2023; sale up to dtd 04.04.2023; sub. Up to dtd 05.04.2023. * Tender extended upto 03.05.23. Tender opened; Deviation was given upto dtd. 10.05.2023 * Draft PO was prepared (PO No. 4385000669); and Proposal was send to HO for approval on dtd - 06.06.2023. * HO approval for the PO has been received No. 8266 dtd.02.08.2023. * PO no. 4385000669 has been dispatched on M/s Ameya Agencies dtd. 09.08.2023
7.2 | GT Unit no.8 Insurance Spares | Scheme | MERC/CAPEX/2019-2020/121 | 2019-05-02 | 2020-02-04 | 13.9599 | 13.9599 |  |  | 2020-02-04 | - | 2022-02-04 | - | Maintaining healthiness of plant auxiliaries. | 0 | 0 | 0 | 0 | 0 | 1.2729 | 1.5697 | 0 | [5 empty] | - | - | - | - | 30% | 30% | 30% | [6 empty] | - | - | - | 0 | 1.2729 | 1.5697 | [8 empty] | WIP | * In principle MERC approval received vide ref. letter MERC/CAPEX/2019-2020/121 dated 04.02.2020. * Since the procurement was needed to be initiated through open tender, more budgetary offers were called from prospective bidders. * Rigorous follow-up & correspondence with probable bidders was done. However due to covid scenario & poor vendor response, receipt of bud offers from vendors got delayed. Turbine Rotor 2nd Stage blades: * Audited PR 1100118299 was submitted to HO on dtd 16.08.2021. * HO Query was received on dtd 14.09.2021. * As per HO, PR 1100118299 was required to be splitted in two PRs (1100125960, 1100125963) * Query Compliance was submitted on 29.10.2021 and Audited PR 1100125960 was submitted to HO for approval. * After HO approval, Tender with Rfx No. 3000024381 was published on dtd. 30.12.2021 & Extended 6 times up to dtd. 12.04.2022. (EMD Issue) * Due to poor vendor response, QR relaxation was proposed and Letter for change in QR was send to HO 17.01.2023. * Approval for revision in QR was received vide HO letter CE (CPA)/Gr.IV-B/CAPEX/Uran/QR revision 1910 dated 24.02.2023. * Refloated Tender with Rfx No. 3000036631 was Published on dtd 15.03.2023 and Extended 2 times Up to dtd 24.05.2023. * Price bid was opened on 17.06.2023. * Draft PO No. 4385000672 was prepared and Proposal was send to HO for approval on 19.06.2023. * HO approval received No. 8206 dtd.01.08.2023. * PO no. 4385000672 has been dispatched on M/s Siemens dtd. 05.08.2023 Supply of Compressor Rotor & Stator blades of stage 1 to 16 as per existing stock (along with blades installation materials) at GTPS Uran: * Audited PR 1100117909 was submitted to HO on dtd 16.08.2021. * HO Query was received on dtd 14.09.2021. * Tender (3000024025) was published on dtd 09.12.21; the same was extended 2 times up to dtd. 22.03.2022. * Deviation was given upto dtd. 10.06.2022. Due to Covid-19 scenario & poor vendor participation, Tender refloated several times. * Due to poor vendor response, New Tender was prepared No.3000031362, published on dtd. 06.08.2022 & submission upto 30.08.2022. Deviation bid was opened on dtd. 03.10.2022. * Still vendor response was poor, hence QR relaxation was proposed and Letter for change in QR was send to HO 17.01.2023. * Approval for revision in QR was received vide HO letter CE (CPA)/Gr.IV-B/CAPEX/Uran/QR revision 1910 dated 24.02.2023. * Tender refloated with Rfx No. 3000036412 with modified QR on dtd 15.03.2023; sale up to dtd 04.04.2023; sub. Up to dtd 05.04.2023. * Extended sale up to dtd 22.05.2023; * Deviation bid was opened on 22.05.2023 and comparative was prepared on dtd 10.07.2023. * *Draft PO prepared PO No. 4385000721 dtd. 19.01.2024 *PO send to HO for approval & release by email on dtd 19.01.2024 *New DO (4385000761) prepareed on dt. 23.04.24, released up to CE. Further release of HO pending on dt. 24.04.24 *DO-4385000761 release from HO on dtd 21.05.2024 *PO dispatched on dtd 22.05.2024 (by dispatched no.) & 22.05.24 (by email) 3rd stage rotor blades : * PO Dispatched on dtd. 05.05.2022 (M/s Ameya Agencies) * Material received at site and scheme was capitalized in Jun-22.
| IDC | IDC | MERC/CAPEX/2019-2020/121 | 2019-05-02 | 2020-02-04 | 0 | 0 |  |  | 2020-02-04 | - | 2022-02-04 | - |  | 0 | 0 | 0 | 0 | 0 | 0 | 0 | 0 | [5 empty] | - | - | - | - | - | - | - | [6 empty] | - | - | - | 0 | 0 | 0 | - | [7 empty] | N.A.
8 | Implementation of Energy Saving Scheme with VFD for HP Feed Water Pump (HPFWP) and Condensate Extraction Pumps (CEP) for Stage-III at GTPS, Uran | DPR | MERC/CAPEX/2020-21/WFH/SBR/1 | 2019-08-08 | 2020-04-21 | 11.206 | 11.206 |  |  | 2020-04-21 | [8 empty] | 0 |  |  |  | 11.1734 | [20 empty] | 0 |  |  |  | 11.1734 | [6 empty] | N.A.
8.1 | Implementation of VFD with Bypass system for HP Feed Water Pumps (HPFWP) and Condensate Extraction Pumps (CEP) for St-III at GTPS, Uran.(Supply + Works) | Scheme | MERC/CAPEX/2020-21/WFH/SBR/1 | 2019-08-08 | 2020-04-21 | 10.856 | 10.856 |  |  | 2020-04-21 | - | 2021-05-21 |  | To reduce auxiliary consumption | 0 | 0 | 0 | 0 | 0 | 0 |  | 0 | 0.35 |  |  |  |  | - | - | - | - | - | - | - | [6 empty] | - | - | - | 0 | - | - | 0 | 0.35 | [5 empty] | PO Dispatched Dtd. 29.02.2024 for instrumentation work PO for Civil work yet to be dispatched. | WIP | * MERC approval is received on 21.04.2020 vide letter no. MERC/CAPEX/2020-21/ WFH/ SBR/1. * Audited PR sent to HO for approval on 07.01.2020 * Query was received from HO on 23.8.2021. * Compliance for the query was submitted on dtd. 31.08.2021. * PR approval from HO was received on 31.12.2021. * Tender with RFx No. 3000024823 was published dtd. 03.04.2022 & extended 5 times with submission up to dtd.13.06.2022. * Due to poor vendor response, revision in technical specifications & QR were proposed. * For QR modification letter was send to HO - CE (CPA) on dtd 03.01.2023. * After HO approval, Refloated Tender 3000039200 was published 10.06.2023 sale up to 29.06.23; sub upto 30.06.2023. * After Corrigendum – tender republished on dtd 23.06.2023; with Sale up to dtd 06.07.2023; and sub. Up to dtd 07.07.2023. * Techno bid has been opened on dtd. 26.07.2023; and comparative prepared dtd.27.07.2023. **For QR modification letter send to Ce (CPA) on dtd 03.01.2023. Updated on dtd 30.01.2023; Published 10.06.2023 sale up to 29.06.23; sub upto 30.06.2023 After Corrigendum-Published on dtd 23.06.2023; Sale up to dtd 06.07.2023; sub. Up to dtd 07.07.2023 * Techno bid open on dtd. 26.07.2023; comparative prepared dtd.27.07.2023. under scrutiny.; T.B. opened on dtd 26.07.2023. comparitive prepared & send to audit on dtd 10.08.2023. *Tender refloated on 25.08.2023 with same QR RFx-3000041505 Published on dt.31.08.2023, sale up to dt.17.09.2023, Sub upto dt.18.09.2023 * A to G note prepared for opening on single bid; send to HO. *Office note put up to HO for price bid opening on dt. 08.11.23. * PO created PO No. 4385000715,send to HO for approval dtd. 03.01.2024 *PO dispatched on dtd 29.02.2024 (by dispatched no. & by email)
| IDC | IDC | MERC/CAPEX/2020-21/WFH/SBR/1 | 2019-08-08 | 2020-04-21 | 0.35 | 0.35 |  |  | 2020-04-21 | - | 2021-05-21 | - |  | 0 | 0 | 0 | 0 | 0 | 0 |  | 0 | [5 empty] | - | - | - | - | - | - | - | [6 empty] | - | - | - | 0 | - | - | 0 | [7 empty] | N.A.
9 | Plant Civil Works & Renovation of Colony Civil Works at GTPS Uran | DPR | MERC/CAPEX/FY 2021-22/MSPGCL /25 | 2019-09-05 | 2022-02-17 | 15.5996 | 19.2812 |  |  | 2022-02-17 | [8 empty] | 0 | [24 empty] | 0 | [10 empty] | N.A.
9.1 | Renovations, refurbishment of Residential colony at GTPS, Uran. | Scheme | MERC/CAPEX/FY 2021-22/MSPGCL /25 | 2019-09-05 | 2022-02-17 | 7.5638 | 7.5638 |  |  | 2022-02-17 | - | 2023-02-17 | - | To provide basic facilities to residents |  | 0 | 0 | 0 | 0 | 0 | [8 empty] | - | - | - | - | - | 50% | [6 empty] | - | - | - | 0 | - | [8 empty] | Partial scheme capitalized 1. Weather Shed (PO No. 4370003032 : 1.4128491/- ) 2. Vitrified flooring (PO No. 4370003029 : 1.8758977/- ) ,3. Internal road (PO No.4370003062:1.043/-) 4.Epoxy painting work (PO No-4370003030 Amt 1.305) & other scheme (External face-lifting including structural strengthening to walls and RCC structures of TYPE-I, TYPE-II, & D-TYPE quarters: & internal structural strengthening) Work I/P) | Partially Capitalized | *** Tenders for all the schemes have been processed by CE Civil-III HO External face-lifting including structural strengthening to walls and RCC structures of TYPE-I, TYPE-II, & D-TYPE quarters: * PO 4370003049 placed on M/s. Parshuram Constructions dtd.28.02.2023 * PO is placed, but Contract agreement not yet executed by agency. Providing vitrified flooring to TYPE-I, TYPE-II, TYPE-III, E-TYPE & D-TYPE quarters: * PO 4370003029 placed on M/s. S G Rathod and Co dtd.01.02.2023. * Site has been handed over to vendor and presently 65% of work has been completed. Providing weather shed over the parapet at TYPE-I, TYPE-II, TYPE-III, TYPE-IV & D-TYPE quarters: * PO 4370003032 placed on M/s. Sadanand Engineering Works dtd.07.02.2023. * Work has been completed on 17.05.2023 and after asset creation/addition & submission of WCR the scheme is likely to be capitalised in FY 2023-24 Renovation / Refurbishment including internal structural strengthening to TYPE-I, TYPE-II, TYPE-III, E-TYPE, F-TYPE & D-TYPE quarters: * PO 4370003033 placed on M/s. Bensons Trade Co. dtd.08.02.2023. * Site has been handed over to vendor and presently 55% of work has been completed.
9.1.1 | Providing weather shed over the parpet at Type-I, Type-II, Type-D, Type- III & Type-IV quarters at GTPS , Uran. | [5 empty] | 1.4278 |  |  | 2022-02-17 |  | 2023-02-17 | 2023-05-17 | To provide basic facilities to residents |  |  |  |  | 0 |  | 1.41 | [12 empty] | 100% | [9 empty] | 0 |  | 1.41 | [7 empty] | PO No.( 4370003032) Asset No. 120201419 to 22 The Scheme capatilized in FY 23-24 | Capitalised
| IDC | [17 empty] | 0 |  | 0.031792 | [22 empty] | 0 |  | 0.031792
9.1.2 | Providing vitrified flooring to Type-I, Type-II, Type-D, Type- III & E quarters at GTPS , Uran. | [5 empty] | 2.0178 |  |  | 2022-02-17 |  | 2023-02-17 |  | To provide basic facilities to residents |  |  |  |  | 0 |  | 1.8759 | 0.032909 | [21 empty] | 0 |  | 1.8759 | 0.032909 | [6 empty] | PO No.( 4370003029) The Scheme work I/P | WIP
| IDC | [17 empty] | 0 |  |  | 0 | [21 empty] | 0 |  |  | 0
9.1.3 | Renovation/ Refurbishment including internal structural strangthing of Type-I, Type-II, Type-D, Type- III & Type- E & F quarters at GTPS , Uran. | [5 empty] | 0.885 |  |  | 2022-02-17 |  | 2023-02-17 |  | To provide basic facilities to residents |  |  |  |  | 0 |  | 0.56362 | 0.2445 | [21 empty] | 0 |  | 0.56362 | 0.2445 | [6 empty] | PO No.( 4370003033) The Scheme work I/P (99% completed) | WIP
| IDC | [17 empty] | 0 |  |  | 0 | [21 empty] | 0 |  |  | 0
9.1.4 | External face-lifting including structural strengthening to walls and RCC structures of TYPE-I, TYPE-II, & D-TYPE quarters: | [5 empty] | 3.2332 |  |  |  |  | 2023-02-17 |  | To provide basic facilities to residents |  |  |  |  | 0 |  |  | 2.8466 | [21 empty] | 0 |  |  | 2.8466 | [6 empty] | PO 4370003049 placed on M/s. Parshuram Constructions dtd.28.02.2023 (65% work completed) | WIP
9.2 | Internal colony Road at GTPS, Uran. | Scheme | MERC/CAPEX/FY 2021-22/MSPGCL /25 | 2019-09-05 | 2022-02-17 | 1.0974 | 1.0974 |  |  | 2022-02-17 | - | 2023-02-17 | 2023-08-25 | To provide basic facilities to residents |  | 0 | 0 | 0 | 0 | 0 | 1.0383 | 0 | [6 empty] | - | - | - | 20% | 20% | 80% | [6 empty] | - | - | - | 0 | 0 | 1.0383 | - | [6 empty] | PO No.( 4370003062) Asset No. 140200442 The Scheme capatilized in FY 23-24 | Capitalised | * Tender for the scheme has been processed by CE Civil-III * PO 4370003062 placed on M/s. Manoj Infracon Pvt. Ltd. On 16.03.2023 * Site has been handed over to vendor and presently 95% of work has been completed.
9.3 | Renovation of sanitary system including Replacing sanitary and storm water drainage pipelines in colony area. | Scheme | MERC/CAPEX/FY 2021-22/MSPGCL /25 | 2019-09-05 | 2022-02-17 | 1.5458 | 1.5458 |  |  | 2022-02-17 | - | 2023-02-17 | - | To provide basic facilities to residents |  | 0 | 0 | 0 | 0 | 0 | 0 | 1.5079 | [6 empty] | - | - | - | 0 | 0 | 0 | [6 empty] | - | - | - | 0 | 0 | 0 | 1.5079 | [6 empty] | PO placed 4370003030 dispatched work in progress. (35% work completed) | WIP | Tender yet to be published and the same will be processed by CE Civil-III
9.4 | Renovations, refurbishment of Recreation Club Building in colony at GTPS Uran |  | MERC/CAPEX/FY 2021-22/MSPGCL /25 | 2019-09-05 | 2022-02-17 | 3.8822 | 0 | [11 empty] | 0 | [24 empty] | 0 | [10 empty] | Cancelled | * To be confirmed from Civil-III, HO
9.5 | Strengthening to steel structures by epoxy painting within the plant area at GTPS, Uran | Scheme | MERC/CAPEX/FY 2021-22/MSPGCL /25 | 2019-09-05 | 2022-02-17 | 1.5104 | 1.5104 |  |  | 2022-02-17 | - | 2023-02-17 | 2024-03-31 | To provide basic facilities to residents |  | 0 | 0 | 0 | 0 | 0 | 1.3038 | 0 | [6 empty] | - | - | - | 20% | 20% | 80% | [6 empty] | - | - | - | 0 | - | 1.3038 | - | [6 empty] | PO No.( 4370003030) Asset No. 1501000135 The Scheme capatilized in FY 23-24 | Capitalised | * Tender for the scheme has been processed by CE Civil-III * PO 4370003030 placed on M/s. Bombay Sales Agencies on dtd.03.02.2023 * Site has been handed over to vendor and presently 35% of work has been completed.
10 | Procurement of Turbine Rotor blades of all 4 stages & Compressor Rotor blades set (along with installation materials) for GT Unit no.7 at GTPS Uran | DPR | MERC/CAPEX/FY 2022-23/0162 | 2021-02-11 | 2022-04-18 | 36.904 | 36.9 |  |  | 2022-04-18 | [8 empty] | 0 |  |  |  | 21.8389 | 8.7843 | [19 empty] | 0 |  |  |  | 21.8389 | 8.7843 | [5 empty] | N.A.
10.1 | Procurement of Turbine Rotor blades of all 4 stages & Compressor Rotor blades set (along with installation materials) for GT Unit no.7 at GTPS Uran | Scheme | MERC/CAPEX/FY 2022-23/0162 | 2021-02-11 | 2022-04-18 | 36.432 | 36.43 |  |  | 2022-04-18 | - | 2023-04-18 | - | Improved machine availability |  | 0 | 0 | 0 | 0 | 0 | 0 | 0 | 0.472 | [5 empty] | - | - | - | - | - | - | [6 empty] | - | - | - | 0 | - | 0 |  | 0.472 | [5 empty] | 1.Turbine:PO 4370003465 for 1st & 2nd stage dispatched 2.Compressor:Letter sent to vendors regarding acceptance of revised payment term. *Siemens not accepted payment term, sent to CE (CPA) for consideration | WIP | * In principle MERC approval received vide ref. letter MERC/CAPEX/2022-2023/0162 dated 18.04.2022. * Audited PR no. 1100120937 was submitted to HO on dtd 09.06.2021. * Compliance regarding PR was submitted to HO vide letter no . GTPS/MM II/2765 dtd 21.06.2021. * Query received from CPA, compliance to the same was submitted 06.07.2021. * Office note submitted for changing mode of procurement from Limited Tender to Open Tender on dtd 22.07.2021. * Approval for PR with 'Open Tender' mode is received from CA on dtd. 13.08.2021. * PR splited in two as per HO guidelines & submitted for approval. * Approval received for new PR’s (1100120937 & 1100125203) & QR on 22.10.2021. Turbine Rotor Blades: * Tender with Rfx No. 3000023340 published on dtd. 17.11.2021 & was extended 8 times up to dtd. 22.03.2022. * Techno bid open submission dtd. 25.07.2022 Deviation extension was given 4 times with submission up to dtd. 01.10.2022. * Due to poor vendor response, QR relaxation was proposed and Letter for change in QR was send to HO 17.01.2023. * Approval for revision in QR was received vide HO letter CE (CPA)/Gr.IV-B/CAPEX/Uran/QR revision 1910 dated 24.02.2023. * Refloated Tender no. 3000036630 was published on dtd 15.03.2023; with sale up to dtd 04.04.2023; and sub. up to dtd 05.04.2023. * Presently Techno-commercial scrutiny of tender is under process. Compressor Rotor Blades: * Tender with Rfx No. 3000023352 published on dtd. 09.12.2021 & was extended 7 times up to dtd. 22.03.2022. * Refloated new Tender prepared (No.3000031361) and published on dtd. 06.08.2022 & Deviation upto 03.10.2022. * Due to poor vendor response, QR relaxation was proposed and Letter for change in QR was send to HO 17.01.2023. * Approval for revision in QR was received vide HO letter CE (CPA)/Gr.IV-B/CAPEX/Uran/QR revision 1910 dated 24.02.2023. * Refloated Tender (Rfx no. 3000036411) with modified QR Published on dtd 15.03.2023; with sub. Up to dtd 05.04.2023. * Presently Techno-commercial scrutiny of tender is under process.
| IDC | IDC | MERC/CAPEX/FY 2022-23/0162 | 2021-02-11 | 2022-04-18 | 0.472 | 0.47 |  |  | 2022-04-18 | - | 2023-04-18 | - |  |  | 0 | 0 | 0 | 0 | 0 | 0 | 0 | [6 empty] | - | - | - | - | - | - | [6 empty] | - | - | - | 0 | - | 0 | [8 empty] | N.A.
HO DPR 8 | Replacement of Fire Tenders at Various Power Stations of Mahagenco | DPR | MERC/CAPEX/20172018/4653 | 2017-04-19 | 2017-11-13 | 2.5 | 2.5 |  |  | 2017-11-13 | [8 empty] | 0 | [24 empty] | 0 | [10 empty] | N.A.
HO DPR 8.2 | Normal Multipurpose Fire Tender | Scheme | MERC/CAPEX/20172018/4653 | 2017-04-19 | 2017-11-13 | 2.5 | 2.5 |  |  | 2017-11-13 | 2022-03-02 |  | 2023-02-27 | To handle plant fire emergency | 0 | 0 | 0 | 0 | 0 | 2.1847 | 0 | 0 | [5 empty] | - | - | - | 40% | 60% | 60% | - | [6 empty] | - | - | - | 0 | 2.1847 | 0 | - | [6 empty] | The Scheme capatilized in FY 22-23 PO No.(4370002840) Asset No. 170100559 | Capitalised
| IDC | IDC | MERC/CAPEX/20172018/4653 | 2017-04-19 | 2017-11-13 | 0 | 0 |  |  | 2017-11-13 | 2022-03-02 |  | - |  | 0 | 0 | 0 | 0 | 0 | 0.042562 | 0 | 0 | [5 empty] | - | - | - | - | - | - | - | [6 empty] | - | - | - | 0 | 0.042562 | 0 | - | [7 empty] | N.A.
HO DPR-10 | Implementation of IB recommendations- Civil works at various TPS of Mahagenco | DPR | MERC/CAPEX/20172018/0177 | 2018-01-12 | 2018-02-06 | 0.944 | 0.944 |  |  | 2018-02-06 | [8 empty] | 0 | [24 empty] | 0 | [10 empty] | N.A.
HO DPR 10.1 | GTPS Uran | Scheme | MERC/CAPEX/20172018/0177 | 2018-01-12 | 2018-02-06 | 0.944 | 0.944 |  |  | 2018-02-06 |  |  |  |  | 0 |  |  |  | 0 | [24 empty] | 0 | [10 empty] | To be confirmed
| IDC | IDC | MERC/CAPEX/20172018/0177 | 2018-01-12 | 2018-02-06 | 0 | 0 |  |  | 2018-02-06 |  |  |  |  | 0 |  |  |  | 0 | [24 empty] | 0 | [10 empty] | N.A.
HO DPR 11 | Construction of new Administrative Building for Mahagenco at Vidyut Bhawan, Katol Road, Nagpur | DPR | MERC/CAPEX/2021-2022/MSPGCL/063 | 2018-08-31 | 2022-02-12 | 113.91 | 57 | [11 empty] | 0 | [24 empty] | 0 | [10 empty] | N.A.
HO DPR 11.1 | Construction of new Administrative Building for Mahagenco at Vidyut Bhawan, Katol Road, Nagpur | Scheme | MERC/CAPEX/2021-2022/MSPGCL/063 | 2018-08-31 | 2022-02-12 | 108.48 | 54.24 | [11 empty] | 0 | [24 empty] | 0 | [10 empty] | To be confirmed
| IDC | IDC | MERC/CAPEX/2021-2022/MSPGCL/063 | 2018-08-31 | 2022-02-12 | 5.43 | 2.76 | [11 empty] | 0 | [24 empty] | 0 | [10 empty] | N.A.
HO DPR 12 | Centralized Monitoring Solution | DPR | MERC/CAPEX/MSPGCL/2023-24/0576 | 2023-03-28 | 2023-11-02 | 69.309 | 69.309 | [11 empty] | 0 | [24 empty] | 0 | [10 empty] | Not Initiated
HO DPR 12.1 | Centralized Monitoring Solution | Scheme | MERC/CAPEX/MSPGCL/2023-24/0576 | 2023-03-28 | 2023-11-02 | 66.009 | 66.009 | [11 empty] | 0 | [24 empty] | 0 |  |  | 3.8 | [7 empty] | N.A.
| IDC | IDC | MERC/CAPEX/MSPGCL/2023-24/0576 | 2023-03-28 | 2023-11-02 | 3.3 | 3.3 | [11 empty] | 0 | [24 empty] | 0 | [10 empty] | N.A.
| (ii) Yet to be submitted to MERC | [17 empty] | 0 | [24 empty] | 0
1 | Procurement of GT blades & other essential GT Hot gas components |  |  |  |  | 33.7 | [7 empty] | Improved machine uptime due to timely replacement of critical components. Reduced downtime through enhanced maintenance planning and inventory management.Increased overall equipment availability. Enhanced production reliability,Extended machine lifespan through proactive maintenance and quality replacements. Cost savings through reduced emergency procurements and minimized production losses. |  |  |  |  | 0 | [24 empty] | 0 | [10 empty] | Not Initiated
| 1) Procurement of GT Stator blades of stages 1&2 | [12 empty] | Improved machine availability |  |  |  |  | 0 |  |  |  | 17 | [20 empty] | 0 |  |  |  | 17 | [6 empty] | Not Initiated
| 2) Procurement of Bricks / Tiles & tile holders for GT | [12 empty] | Improved machine availability |  |  |  |  | 0 |  |  |  | 2.5 | [20 empty] | 0 |  |  |  | 2.5 | [6 empty] | Not Initiated
| 3) Procurement of mixing chambers (02 Nos) | [12 empty] | Improved machine availability |  |  |  |  | 0 |  |  |  | 8.5 | [20 empty] | 0 |  |  |  | 8.5 | [6 empty] | Not Initiated
| 14) Procurement of stage2 rotor blades | [12 empty] | Improved machine availability |  |  |  |  | 0 |  |  |  |  | 5.7 | [19 empty] | 0 |  |  |  |  | 5.7 | [5 empty] | Not Initiated
2 | Procurement of all 16 stage Compressor Diaphragms |  |  |  |  | 36 | [7 empty] | Improved machine availability |  |  |  |  | 0 |  |  |  | 36 | [20 empty] | 0 |  |  |  | 36 | [6 empty] | Not Initiated
3 | Procurement of insurance spares for GT units |  |  |  |  | 32.4 | [7 empty] | The DPR scheme has strategically upgraded our spare parts inventory, ensuring seamless operations and maximizing machine availability. This proactive approach has boosted productivity and efficiency. |  |  |  |  | 0 | [24 empty] | 0 | [10 empty] | Not Initiated
| 1) Procurement of Inconel plates | [12 empty] | System Availability & Reliability |  |  |  |  | 0 |  |  |  | 5 | [20 empty] | 0 |  |  |  | 5 | [6 empty] | Not Initiated
| 2) Procurement of Inner casing washers | [12 empty] | System Availability & Reliability |  |  |  |  | 0 |  |  |  | 1.5 | [20 empty] | 0 |  |  |  | 1.5 | [6 empty] | Not Initiated
| 3) Procurement of Upper conical section | [12 empty] | System Availability & Reliability |  |  |  |  | 0 |  |  |  |  | 3 | [19 empty] | 0 |  |  |  |  | 3 | [5 empty] | Not Initiated
| 4) Procurement of LUWA cooler panels | [12 empty] | System Availability & Reliability |  |  |  |  | 0 |  |  |  | 1.4 | [20 empty] | 0 |  |  |  | 1.4 | [6 empty] | Not Initiated
| 5) Procurement of Burners | [12 empty] | System Availability & Reliability |  |  |  |  | 0 |  |  |  |  | 1 | [19 empty] | 0 |  |  |  |  | 1 | [5 empty] | Not Initiated
| 6) Procurement of K rings | [12 empty] | System Availability & Reliability |  |  |  |  | 0 |  |  |  |  | 1 | [19 empty] | 0 |  |  |  |  | 1 | [5 empty] | Not Initiated
| 7) GT Fasteners (Mixing chamber, dome fastners) | [12 empty] | System Availability & Reliability |  |  |  |  | 0 |  |  |  | 1 | [20 empty] | 0 |  |  |  | 1 | [6 empty] | Not Initiated
| 8) Procurement of Blow off valves | [12 empty] | System Availability & Reliability |  |  |  |  | 0 |  |  |  |  | 0.5 | [19 empty] | 0 |  |  |  |  | 0.5 | [5 empty] | Not Initiated
| 9) Procurement of two Flame tubes for one GT unit | [12 empty] | System Availability & Reliability |  |  |  |  | 0 |  |  |  |  | 18 | [19 empty] | 0 |  |  |  |  | 18 | [5 empty] | Not Initiated
4 | Procurement of various spares & retrofitting of existing systems for reliability improvement of WHRP Boilers at GTPS Uran |  |  |  |  | 25.6 | [7 empty] | Improved machine uptime due to timely replacement of critical components. Reduced downtime through enhanced maintenance planning and inventory management.Increased overall equipment availability. Enhanced production reliability,Extended machine lifespan through proactive maintenance and quality replacements. Cost savings through reduced emergency procurements and minimized production losses. |  |  |  |  | 0 | [24 empty] | 0 | [10 empty] | Not Initiated
| 1) HP BCP (4 Nos) , LP BCP (4 Nos) pump set | [12 empty] | Maintaining healthiness of plant auxiliaries. |  |  |  |  | 0 |  |  |  | 10 | [20 empty] | 0 |  |  |  | 10 | [6 empty] | Not Initiated
| 2) Preheat pump set ,DM make up pump set, clean drain pump set and CEP pump set | [12 empty] | Maintaining healthiness of plant auxiliaries. |  |  |  |  | 0 |  |  |  | 1 | [20 empty] | 0 |  |  |  | 1 | [6 empty] | Not Initiated
| 3) Complete Boiler (2 Nos) duct plate replacement | [12 empty] | Maintaining healthiness of plant auxiliaries. |  |  |  |  | 0 |  |  |  | 5 | [20 empty] | 0 |  |  |  | 5 | [6 empty] | Not Initiated
| 4) Insulation replacement of A1 and B2 boiler. | [12 empty] | Maintaining healthiness of plant auxiliaries. |  |  |  |  | 0 |  |  |  | 1.8 | [20 empty] | 0 |  |  |  | 1.8 | [6 empty] | Not Initiated
| 5) Chimeny insulation of A1,B1 and B2 boiler | [12 empty] | Maintaining healthiness of plant auxiliaries. |  |  |  |  | 0 |  |  |  | 0.85 | [20 empty] | 0 |  |  |  | 0.85 | [6 empty] | Not Initiated
| 6) A1 boiler LP evaporator tube replacement work. | [12 empty] | Maintaining healthiness of plant auxiliaries. |  |  |  |  | 0 |  |  |  | 1.7 | [20 empty] | 0 |  |  |  | 1.7 | [6 empty] | Not Initiated
| 7)B2 boiler HP Evaporator and HP Economiser sagged and need to be replaced | [12 empty] | Maintaining healthiness of plant auxiliaries. |  |  |  |  | 0 |  |  |  | 1 | [20 empty] | 0 |  |  |  | 1 | [6 empty] | Not Initiated
| 8) B1 boiler Hp evaporator tube sagged and need to be replaced | [12 empty] | Maintaining healthiness of plant auxiliaries. |  |  |  |  | 0 |  |  |  | 1 | [20 empty] | 0 |  |  |  | 1 | [6 empty] | Not Initiated
| 9) Seal Air FAN WITH MOTOR | [12 empty] | Maintaining healthiness of plant auxiliaries. |  |  |  |  | 0 |  |  |  | 2 | [20 empty] | 0 |  |  |  | 2 | [6 empty] | Not Initiated
| 10) B1 and B2 Boiler BID and BYD Damper Control System Upgradation. | [12 empty] | Maintaining healthiness of plant auxiliaries. |  |  |  |  | 0 |  |  |  | 1.25 | [20 empty] | 0 |  |  |  | 1.25 | [6 empty] | Not Initiated
5 | Supply, Erection & commissioning for GT Unit-5,6, WHRP Unit A0 Automation Up-gradation and up-gradation of 120MW A0 Unit SEE system |  |  |  |  | 35.15 | [7 empty] | The system's performance will improved substantially, resulting in enhanced reliability and reduced downtime. This, in turn, will led to a considerable decrease in generation loss, ultimately optimizing our power production capabilities. |  |  |  |  | 0 | [24 empty] | 0 | [10 empty] | Not Initiated
| 1) Supply, Erection & commissioning for GT Unit-5 Automation Up-gradation at GTPS, Uran. | [12 empty] | Improved machine availability |  |  |  |  | 0 |  |  |  |  | 8.75 | [19 empty] | 0 |  |  |  |  | 8.75 | [5 empty] | Not Initiated
| 2) Supply, Erection & commissioning for GT Unit-6 Automation Up-gradation at GTPS, Uran. | [12 empty] | Improved machine availability |  |  |  |  | 0 |  |  |  |  | 8.75 | [19 empty] | 0 |  |  |  |  | 8.75 | [5 empty] | Not Initiated
| 3) Supply, Erection & commissioning for WHRP Unit- A0 Automation Up-gradation at GTPS, Uran. | [12 empty] | Improved machine availability |  |  |  |  | 0 |  |  |  |  | 15 | [19 empty] | 0 |  |  |  |  | 15 | [5 empty] | Not Initiated
| 4) Up-gradation of 120MW A0 Unit SEE system at GTPS, Uran. | [12 empty] | Improved machine availability |  |  |  |  | 0 |  |  |  |  | 2.65 | [19 empty] | 0 |  |  |  |  | 2.65 | [5 empty] | Not Initiated
6 | Procurement of Steam Turbine spares for A0 restoaration at GTPS, Uran. (Procurement of Stator, Rotor casing alongwith blades & Bearing.) |  |  |  |  | 50 | [7 empty] | Improved machine uptime due to timely replacement of critical components. Reduced downtime through enhanced maintenance planning and inventory management.Increased overall equipment availability. Enhanced production reliability,Extended machine lifespan through proactive maintenance and quality replacements. Cost savings through reduced emergency procurements and minimized production losses. |  |  |  |  | 0 | [5 empty] | 50 | [18 empty] | 0 | [5 empty] | 50 |  |  |  |  | Not Initiated
7 | Procurement of various spares & retrofitting of existing systems for reliability improvement of CCPP units at GTPS Uran |  |  |  |  | 31.09 | [7 empty] | Improved machine uptime due to timely replacement of critical components. Reduced downtime through enhanced maintenance planning and inventory management.Increased overall equipment availability. Enhanced production reliability,Extended machine lifespan through proactive maintenance and quality replacements. Cost savings through reduced emergency procurements and minimized production losses. |  |  |  |  | 0 | [24 empty] | 0 | [10 empty] | Not Initiated
| 1) Modification of HT LT Radiators of 4MW DG set. | [12 empty] | System Availability & Reliability |  |  |  |  | 0 |  |  |  | 1 | [20 empty] | 0 |  |  |  | 1 | [6 empty] | Not Initiated
| 2) MODIFIED Air FILTERS FOR GT UNITS | [12 empty] | System Availability & Reliability |  |  |  |  | 0 |  |  |  | 0.7 | [20 empty] | 0 |  |  |  | 0.7 | [6 empty] | Not Initiated
| 3) Procurement of Oil Separator (2 Nos.) | [12 empty] | System Availability & Reliability |  |  |  |  | 0 |  |  |  | 0.5 | [20 empty] | 0 |  |  |  | 0.5 | [6 empty] | Not Initiated
| 4) CCR and Admin HVAC system replacement work | [12 empty] | System Availability & Reliability |  |  |  |  | 0 |  |  |  |  | 2 | [19 empty] | 0 |  |  |  |  | 2 | [5 empty] | Not Initiated
| 5) ACW pumps and Pipeline procurement and replacement | [12 empty] | System Availability & Reliability |  |  |  |  | 0 |  |  |  |  | 1.5 | [19 empty] | 0 |  |  |  |  | 1.5 | [5 empty] | Not Initiated
| 6) Procurement and Replacement work of corroded cooling water line, Firefighting pipeline in the plant. | [12 empty] | System Availability & Reliability |  |  |  |  | 0 |  |  |  |  | 3 | [19 empty] | 0 |  |  |  |  | 3 | [5 empty] | Not Initiated
| 7) Fixed Fire fighting installation at Gas skid near MM Section | [12 empty] | System Availability & Reliability |  |  |  |  | 0 |  |  |  |  | 1 | [19 empty] | 0 |  |  |  |  | 1 | [5 empty] | Not Initiated
| 8) Fixed Fire fighting installation at Gas skid near Unit -5 A1 Boiler | [12 empty] | System Availability & Reliability |  |  |  |  | 0 |  |  |  |  | 1 | [19 empty] | 0 |  |  |  |  | 1 | [5 empty] | Not Initiated
| 9) Replacment of CO2 flooding system with advance system at Unit-5,6,7,8 | [12 empty] | System Availability & Reliability |  |  |  |  | 0 |  |  |  |  | 6 | [19 empty] | 0 |  |  |  |  | 6 | [5 empty] | Not Initiated
| 10) Stage II EOP motor | [12 empty] | System Availability & Reliability |  |  |  |  | 0 |  |  |  | 0.03 | [20 empty] | 0 |  |  |  | 0.03 | [6 empty] | Not Initiated
| 11) Evacuation pump motor | [12 empty] | System Availability & Reliability |  |  |  |  | 0 |  |  |  | 0.05 | [20 empty] | 0 |  |  |  | 0.05 | [6 empty] | Not Initiated
| 12) St III Boiler Hydac Pump motor | [12 empty] | System Availability & Reliability |  |  |  |  | 0 |  |  |  | 0.01 | [20 empty] | 0 |  |  |  | 0.01 | [6 empty] | Not Initiated
| 13) LT BREAKER ST II (1600) AMP | [12 empty] | System Availability & Reliability |  |  |  |  | 0 |  |  |  | 0.2 | [20 empty] | 0 |  |  |  | 0.2 | [6 empty] | Not Initiated
| 14) LT BREAKER ST III and WTP (3200) AMP | [12 empty] | System Availability & Reliability |  |  |  |  | 0 |  |  |  | 0.4 | [20 empty] | 0 |  |  |  | 0.4 | [6 empty] | Not Initiated
| 15) Battery replacement | [12 empty] | System Availability & Reliability |  |  |  |  | 0 | [7 empty] | 4.8 | [16 empty] | 0 | [7 empty] | 4.8 |  |  | Not Initiated
| 16) Rennovation of AC plant piping | [12 empty] | System Availability & Reliability |  |  |  |  | 0 |  |  |  | 0.5 | [20 empty] | 0 |  |  |  | 0.5 | [6 empty] | Not Initiated
| 17) Up gradation Of Old Generator Protection System with Advance Series Microprocessor based System for GT at GTPS Uran | [12 empty] | System Availability & Reliability |  |  |  |  | 0 |  |  |  | 0.6 | [20 empty] | 0 |  |  |  | 0.6 | [6 empty] | Not Initiated
| 18) Supply, Installation and commissioning of battery chargers at Stage-II at GTPS,Uran. | [12 empty] | System Availability & Reliability |  |  |  |  | 0 |  |  |  | 0.2 | [20 empty] | 0 |  |  |  | 0.2 | [5 empty] | Non-DPR Processed for this scheme | Not Initiated
| 19) Procurement of on-line dissolve oxygen, pH & conductivity measurement with transmitter for boiler and steam turbine at GTPS Uran | [12 empty] | System Availability & Reliability |  |  |  |  | 0 |  |  |  |  | 0.5 | [19 empty] | 0 |  |  |  |  | 0.5 | [5 empty] | Not Initiated
| 20) Procurement of Optical Gas Leak imaging Camera for gas leak detection at GTPS,Uran. | [12 empty] | System Availability & Reliability |  |  |  |  | 0 |  |  |  |  | 0.4 | [19 empty] | 0 |  |  |  |  | 0.4 | [5 empty] | Not Initiated
| 21) Procurement of HP and LP bypass control valve actuator and HP bypass spray control valve actuator at GTPS uran (3 No) | [12 empty] | System Availability & Reliability |  |  |  |  | 0 |  |  |  | 1.9 | 1.9 | 1.9 | [18 empty] | 0 |  |  |  | 1.9 | 1.9 | 1.9 |  |  |  |  | Not Initiated
| 22) New SCADA system for WTP operation at GTPS Uran | [12 empty] | System Availability & Reliability |  |  |  |  | 0 |  |  |  | 0.25 | [20 empty] | 0 |  |  | 0 | 0.25 | [5 empty] | Non-DPR Processed for this scheme | Not Initiated
| 23) Replacement of existing field instruments of WTP ( level transmitters, level switches, pH meter with sensor, flow meters and Transmittres,conductivity meter with sensors, dissolve oxygen meter with sensors, pressure gauges, pneumatic valves with feedback) at GTPS Uran | [12 empty] | System Availability & Reliability |  |  |  |  | 0 |  |  |  | 0.75 | [20 empty] | 0 |  |  |  | 0.75 | [6 empty] | Not Initiated
8 | DPR-1 DPR for Condenser Vacuum imrovement by procurement and erection/Upgradation of ACC pannels of A0 Unit |  |  |  |  | 40 | [7 empty] | The system's performance will improved substantially, resulting in enhanced reliability and reduced downtime. This, in turn, will led to a considerable decrease in generation loss, ultimately optimizing our power production capabilities. |  |  |  |  | 0 | [24 empty] | 0 | [10 empty] | Not Initiated
9 | Supply and erection of ACC Pannels/ Upgradation (A0 ACC Pannels) | [12 empty] | Improvement in efficiency |  |  |  |  | 0 | [5 empty] | 40 | [18 empty] | 0 | [5 empty] | 40 |  |  |  |  | Not Initiated
10 | DPR for Replacement of HP and LP cycle valves of Boilers. |  |  |  |  | 26 | [7 empty] | Maintaining healthiness of plant auxiliaries. |  |  |  |  | 0 | [24 empty] | 0 | [10 empty] | Not Initiated
| Supply of all valves of Boiler HP feed station valves, overflow valves, MIV valve, shutoff valve (A1,A2,B1,B2 Boilers) | [12 empty] | Maintaining healthiness of plant auxiliaries. |  |  |  |  | 0 |  |  |  |  | 14 | [19 empty] | 0 |  |  |  |  | 14 | [5 empty] | Not Initiated
| Supply all valves of Boiler LP feed station valves, Overflow valves, MIV valve, shutoff valve (A1,A2,B1,B2 Boilers) | [12 empty] | Maintaining healthiness of plant auxiliaries. |  |  |  |  | 0 |  |  |  |  | 12 | [19 empty] | 0 |  |  |  |  | 12 | [5 empty] | Not Initiated
11 | DPR for Turbine section upgrade of GT unit 5 |  |  |  |  | 75 | [7 empty] | The system's performance will improved substantially, resulting in enhanced reliability and reduced downtime. This, in turn, will led to a considerable decrease in generation loss, ultimately optimizing our power production capabilities. |  |  |  |  | 0 | [24 empty] | 0 | [10 empty] | Not Initiated
| Supply of Turbine rotor blades 3 & 4 and Turbine stator blades 3 & 4 along with installation material (TSU) GT 5 | [12 empty] | Improved machine availability |  |  |  |  | 0 |  |  |  | 75 | [20 empty] | 0 |  |  |  | 75 | [6 empty] | Not Initiated
12 | DPR for Replacement of Various pumps of A0 & B0 block and HP LP drum, HP LP BCP allied valves of boiler |  |  |  |  | 29.12 | [7 empty] | Improved machine uptime due to timely replacement of critical components. Reduced downtime through enhanced maintenance planning and inventory management.Increased overall equipment availability. Enhanced production reliability,Extended machine lifespan through proactive maintenance and quality replacements. Cost savings through reduced emergency procurements and minimized production losses. |  |  |  |  | 0 | [24 empty] | 0 | [10 empty] | Not Initiated
| Supply of various pumps (HP BCP , LP BCP, HP and LP Feed water pumps, preheater, evacuation pumps, CEP pumps etc Pumps (A0 and B0 Block) | [12 empty] | Maintaining healthiness of plant auxiliaries. |  |  |  |  | 0 |  |  |  | 19.12 | [20 empty] | 0 |  |  |  | 19.12 | [6 empty] | Not Initiated
| Supply of HP & LP Drum and superheater safety valve, drain station valves (A1,A2,B1,B2 Boilers) | [12 empty] | Maintaining healthiness of plant auxiliaries. |  |  |  |  | 0 |  |  |  |  | 5 | [19 empty] | 0 |  |  |  |  | 5 | [5 empty] | Not Initiated
| Supply of HP & LP BCP suction valves, discharge valves , NRV (A1,A2,B1,B2 Boilers) | [12 empty] | Maintaining healthiness of plant auxiliaries. |  |  |  |  | 0 |  |  |  |  | 5 | [19 empty] | 0 |  |  |  |  | 5 | [5 empty] | Not Initiated
13 | DPR for Life extension of B0 block by replacement of LP evaporator header and tubes, boiler duct plate, B0 steam turbine free standing blades and bearing |  |  |  |  | 40 | [7 empty] | Extended equipment lifespan, Enhanced reliability and performance, minimizing downtime and increasing overall productivity. Improved maintenance efficiency, reducing scheduled and unscheduled outages. Optimized resource allocation. Increased return on investment (ROI) through prolonged asset utilization. |  |  |  |  | 0 | [24 empty] | 0 | [10 empty] | Not Initiated
| Supply and eretion of LP Evaporator header and Tubes (B1Boiler) | [12 empty] | Improved machine availability |  |  |  |  | 0 |  |  |  |  | 20 | [19 empty] | 0 |  |  |  |  | 20 | [5 empty] | Not Initiated
| Supply of boiler duct plate (B1,B2 Boiler) | [12 empty] | Improved machine availability |  |  |  |  | 0 |  |  |  |  | 10 | [19 empty] | 0 |  |  |  |  | 10 | [5 empty] | Not Initiated
| Supply of Steam turbine free standing blades (B0 steam turbine) | [12 empty] | Improved machine availability |  |  |  |  | 0 |  |  |  |  | 5 | [19 empty] | 0 |  |  |  |  | 5 | [5 empty] | Not Initiated
| Supply of Steam turbine Journal cum Thrust bearing (A0 Steam Turbine) | [12 empty] | Improved machine availability |  |  |  |  | 0 |  |  |  |  | 5 | [19 empty] | 0 |  |  |  |  | 5 | [5 empty] | Not Initiated
14 | DPR for Life extension of GT Units by replacement of GT Gas ESV , Control valves and GT transmitter unit (barring gear assembly), Hand barring assembly. |  |  |  |  | 25 | [7 empty] | Extended equipment lifespan, Enhanced reliability and performance, minimizing downtime and increasing overall productivity. Improved maintenance efficiency, reducing scheduled and unscheduled outages. Optimized resource allocation. Increased return on investment (ROI) through prolonged asset utilization. |  |  |  |  | 0 | [24 empty] | 0 | [10 empty] | Not Initiated
| Supply of GT Gas ESV & Control valve (GT 6,7 & 8) | [12 empty] | Improved machine availability |  |  |  |  | 0 |  |  |  |  | 12 | [19 empty] | 0 |  |  |  |  | 12 | [5 empty] | Not Initiated
| Supply of GT Transmitter unit with Hand barring assembly (GT 5 & 6 Transmitter Unit and GT 5,6,7,8 Hand Barring assembly ) | [12 empty] | Improved machine availability |  |  |  |  | 0 |  |  |  |  | 13 | [19 empty] | 0 |  |  |  |  | 13 | [5 empty] | Not Initiated
15 | DPR for procurement of Inconel 617 plate for mixing chambers and Replacement of GT exhaust bellows, honeycomb. |  |  |  |  | 28 | [7 empty] | Improved machine uptime due to timely replacement of critical components. Reduced downtime through enhanced maintenance planning and inventory management.Increased overall equipment availability. Enhanced production reliability,Extended machine lifespan through proactive maintenance and quality replacements. Cost savings through reduced emergency procurements and minimized production losses. |  |  |  |  | 0 | [24 empty] | 0 | [10 empty] | Not Initiated
| Supply of inconel 617 plate for mixing chambers (All GT) | [12 empty] | Maintaining healthiness of units |  |  |  |  | 0 | [5 empty] | 20 | [18 empty] | 0 | [5 empty] | 20 |  |  |  |  | Not Initiated
| Replacement of GT exhaust bellows and honeycomb. (GT7 & 8) | [12 empty] | Maintaining healthiness of units |  |  |  |  | 0 | [5 empty] | 8 | [18 empty] | 0 | [5 empty] | 8 |  |  |  |  | Not Initiated
16 | DPR for Turbine section upgrade of GT unit 7 |  |  |  |  | 75 | [7 empty] | Improved machine uptime due to timely replacement of critical components. Reduced downtime through enhanced maintenance planning and inventory management.Increased overall equipment availability. |  |  |  |  | 0 | [24 empty] | 0 | [10 empty] | Not Initiated
| Supply of Turbine rotor blades 3 & 4 and Turbine stator blades 3 & 4 along with installation material (TSU) GT 7 | [12 empty] | Improved machine availability |  |  |  |  | 0 |  |  |  |  | 75 | [19 empty] | 0 |  |  |  |  | 75 | [5 empty] | Not Initiated
17 | DPR for Supply and erection of new air compressor system with screw type compressor, HVAC system with Screw type Compressor and Stg II and Stg III DG set at GTPS Uran |  |  |  |  | 32 | [7 empty] | Improved machine uptime due to timely replacement of critical components. Reduced downtime through enhanced maintenance planning and inventory management.Increased overall equipment availability. |  |  |  |  | 0 | [24 empty] | 0 | [10 empty] | Not Initiated
| Supply and erection of new Air compressor system with Screw type Compressor (Service & instrument air compressors) | [12 empty] | Maintaining healthiness of plant auxiliaries. |  |  |  |  | 0 |  |  |  |  | 14 | [19 empty] | 0 |  |  |  |  | 14 | [5 empty] | Not Initiated
| Supply and erection of new HVAC system with Screw type Compressor | [12 empty] | Maintaining healthiness of plant auxiliaries. |  |  |  |  | 0 |  |  |  |  | 13 | [19 empty] | 0 |  |  |  |  | 13 | [5 empty] | Not Initiated
| Supply & Errection of Stage II and Stage III DG set | [12 empty] | Maintaining healthiness of plant auxiliaries. |  |  |  |  | 0 |  |  |  |  | 5 | [19 empty] | 0 |  |  |  |  | 5 | [5 empty] | Not Initiated
18 | DPR for Life extension of GT by procurement of Mixing chambers with installation material and Procurement of GT flametube bricks & brick holders. |  |  |  |  | 26 | [7 empty] | Extended equipment lifespan, Enhanced reliability and performance, minimizing downtime and increasing overall productivity. Improved maintenance efficiency, reducing scheduled and unscheduled outages. Optimized resource allocation. Increased return on investment (ROI) through prolonged asset utilization. |  |  |  |  | 0 | [24 empty] | 0 | [10 empty] | Not Initiated
| Supply of Mixing chambers with installation material (GT 5) | [12 empty] | Improved machine availability |  |  |  |  | 0 | [5 empty] | 20 | [18 empty] | 0 | [5 empty] | 20 |  |  |  |  | Not Initiated
| Supply of GT Flametube bricks & brick holders (All GT) | [12 empty] | Improved machine availability |  |  |  |  | 0 | [5 empty] | 6 | [18 empty] | 0 | [5 empty] | 6 |  |  |  |  | Not Initiated
19 | DPR for Life extension of GT by Procurement of Compressor diaphragm rings with stator blades– 1 to 16 for GT Unit 6. |  |  |  |  | 35 | [7 empty] | Extended equipment lifespan, Enhanced reliability and performance, minimizing downtime and increasing overall productivity. Improved maintenance efficiency, reducing scheduled and unscheduled outages. Optimized resource allocation. Increased return on investment (ROI) through prolonged asset utilization. |  |  |  |  | 0 | [24 empty] | 0 | [10 empty] | Not Initiated
| Supply of Compressor diaphragm rings with stator blades– 1 to 16 (GT 6) | [12 empty] | Improved machine availability |  |  |  |  | 0 | [6 empty] | 35 | [17 empty] | 0 | [6 empty] | 35 |  |  |  | Not Initiated
20 | DPR for Procurement of Turbine stator blades 1 & 2 and Turbine rotor blades 1 & 2 along with installation material for GT unit 5. |  |  |  |  | 50 | [7 empty] | Improved machine uptime due to timely replacement of critical components. Reduced downtime through enhanced maintenance planning and inventory management.Increased overall equipment availability. Enhanced production reliability,Extended machine lifespan through proactive maintenance and quality replacements. Cost savings through reduced emergency procurements and minimized production losses. |  |  |  |  | 0 | [24 empty] | 0 | [10 empty] | Not Initiated
| Supply of Turbine stator blades 1 & 2 and Turbine rotor blades 1 & 2 along with installation material (GT 5) | [12 empty] | Improved machine availability |  |  |  |  | 0 | [5 empty] | 50 | [18 empty] | 0 | [5 empty] | 50 |  |  |  |  | Not Initiated
21 | DPR for Procurement of Various oil pumps, water pumps of GT Units and Procurement of GT blow off valves and IGV blades along with its complete operating mechanism. |  |  |  |  | 27 | [7 empty] | Improved machine uptime due to timely replacement of critical components. Reduced downtime through enhanced maintenance planning and inventory management.Increased overall equipment availability. Enhanced production reliability,Extended machine lifespan through proactive maintenance and quality replacements. Cost savings through reduced emergency procurements and minimized production losses. |  |  |  |  | 0 | [24 empty] | 0 | [10 empty] | Not Initiated
| Supply of all GT pumps (MOP,JOP, Boosster pump, EOP, oil vapour fan, CW pumps, Makeup pumps, colony water pumps, drinking water pumps) for all GT | [12 empty] | Maintaining healthiness of plant auxiliaries. |  |  |  |  | 0 | [6 empty] | 16 | [17 empty] | 0 | [6 empty] | 16 |  |  |  | Not Initiated
| Supply of GT Blow-off valves (All GT) | [12 empty] | Maintaining healthiness of plant auxiliaries. |  |  |  |  | 0 | [6 empty] | 6 | [17 empty] | 0 | [6 empty] | 6 |  |  |  | Not Initiated
| Supply of IGV blades along with its complete operating mechanism (GT 5,6,8) | [12 empty] | Maintaining healthiness of plant auxiliaries. |  |  |  |  | 0 | [6 empty] | 5 | [17 empty] | 0 | [6 empty] | 5 |  |  |  | Not Initiated
22 | DPR for Life extension of GT units by Procurement of inner casing & K rings with installation material. |  |  |  |  | 30 | [7 empty] | Extended equipment lifespan, Enhanced reliability and performance, minimizing downtime and increasing overall productivity. Improved maintenance efficiency, reducing scheduled and unscheduled outages. Optimized resource allocation. Increased return on investment (ROI) through prolonged asset utilization. |  |  |  |  | 0 | [24 empty] | 0 | [10 empty] | Not Initiated
| Supply of inner casing & K ring with installation material (Inner casing for GT 8 and All GT K ring) | [12 empty] | Improved machine availability |  |  |  |  | 0 | [6 empty] | 30 | [17 empty] | 0 | [6 empty] | 30 |  |  |  | Not Initiated
23 | DPR for CCPP process improvement by Procurement and erection of Hangers and supports of Gas skid, A0 ,B0 block and supply of various size pipelines and boiler tubes for Boiler, GT |  |  |  |  | 26 | [7 empty] | Maintaining healthiness of plant auxiliaries. |  |  |  |  | 0 | [24 empty] | 0 | [10 empty] | Not Initiated
| Supply and erection of Hangers and supports (Gas skid, A0 and B0 Block) | [12 empty] | Maintaining healthiness of plant auxiliaries. |  |  |  |  | 0 | [6 empty] | 10 | [17 empty] | 0 | [6 empty] | 10 |  |  |  | Not Initiated
| Supply of Various size high pressure pipelines and tubes for Boiler and GT & ST | [12 empty] | Maintaining healthiness of plant auxiliaries. |  |  |  |  | 0 | [6 empty] | 16 | [17 empty] | 0 | [6 empty] | 16 |  |  |  | Not Initiated
24 | DPR for Procurement of Turbine stator blades 1 & 2 and Turbine rotor blades 1 & 2 along with installation material for GT unit 7. |  |  |  |  | 50 | [7 empty] | Extended equipment lifespan, Enhanced reliability and performance, minimizing downtime and increasing overall productivity. Improved maintenance efficiency, reducing scheduled and unscheduled outages. Optimized resource allocation. Increased return on investment (ROI) through prolonged asset utilization. |  |  |  |  | 0 | [24 empty] | 0 | [10 empty] | Not Initiated
| Supply of Turbine rotor blades 1 & 2 and Turbine stator blades 1 & 2 along with installation material (GT7) | [12 empty] | Improved machine availability |  |  |  |  | 0 | [7 empty] | 50 | [16 empty] | 0 | [7 empty] | 50 |  |  | Not Initiated
25 | DPR for Life extension of GT by Procurement of complete flame tube, burners and Procurement of Luwa cooler pannels. |  |  |  |  | 26 | [7 empty] | Extended equipment lifespan, Enhanced reliability and performance, minimizing downtime and increasing overall productivity. Improved maintenance efficiency, reducing scheduled and unscheduled outages. Optimized resource allocation. Increased return on investment (ROI) through prolonged asset utilization. |  |  |  |  | 0 | [24 empty] | 0 | [10 empty] | Not Initiated
| Supply of complete Flame tubes with Burners (Flame tubes of GT 5 and Burners of GT 7 & 8) | [12 empty] | Improved machine availability |  |  |  |  | 0 | [7 empty] | 20 | [16 empty] | 0 | [7 empty] | 20 |  |  | Not Initiated
| Supply of Luwa cooler pannels (GT 5,7,8) | [12 empty] | Maintaining healthiness of plant auxiliaries. |  |  |  |  | 0 | [7 empty] | 6 | [16 empty] | 0 | [7 empty] | 6 |  |  | Not Initiated
26 | DPR for Life extension of GT units by Procurement of Compressor rotor blades stage 1 - 16 for GT unit 5 & 7. |  |  |  |  | 25 | [7 empty] | Extended equipment lifespan, Enhanced reliability and performance, minimizing downtime and increasing overall productivity. Improved maintenance efficiency, reducing scheduled and unscheduled outages. Optimized resource allocation. Increased return on investment (ROI) through prolonged asset utilization. |  |  |  |  | 0 | [24 empty] | 0 | [10 empty] | Not Initiated
| Supply of Compressor Rotor blades 1 to 16th (GT 5, 7) | [12 empty] | Improved machine availability |  |  |  |  | 0 | [7 empty] | 25 | [16 empty] | 0 | [7 empty] | 25 |  |  | Not Initiated
27 | DPR for Life extension of GT units by Procurement of Complete GT fasteners set and Procurement of mixing chambers with installation material for GT6. |  |  |  |  | 26 | [7 empty] | Extended equipment lifespan, Enhanced reliability and performance, minimizing downtime and increasing overall productivity. Improved maintenance efficiency, reducing scheduled and unscheduled outages. Optimized resource allocation. Increased return on investment (ROI) through prolonged asset utilization. |  |  |  |  | 0 | [24 empty] | 0 | [10 empty] | Not Initiated
| Procurement of Complete GT Fasteners set | [12 empty] | Improved machine availability |  |  |  |  | 0 | [7 empty] | 6 | [16 empty] | 0 | [7 empty] | 6 |  |  | Not Initiated
| Supply of Mixing chambers with installation material (GT 6 ) | [12 empty] | Improved machine availability |  |  |  |  | 0 | [7 empty] | 20 | [16 empty] | 0 | [7 empty] | 20 |  |  | Not Initiated
28 | Reliability Improvement Schemes for Gas Turbine Power Stations, Uran. |  |  |  |  | 31.67 | [7 empty] | Enhance availability of Generating units, reduce forced outages, minimize production losses and overall improved station reliability. |  |  |  |  | 0 | [24 empty] | 0 | [10 empty] | Not Initiated
| Supply, installation & commissioning work of 17.5 KV, 7860 Amp and 60 Amp Stage 2 Generator Busbar at Gas Turbine Power Station,Uran. | [12 empty] | System Availability & Reliability |  |  |  |  | 0 | [6 empty] | 15.67 | [17 empty] | 0 | [6 empty] | 15.67 |  |  |  | Not Initiated
| Upgradation of GT-5 and GT-6 SFC and SEE system. | [12 empty] | System Availability & Reliability |  |  |  |  | 0 |  |  |  |  | 14 | [19 empty] | 0 |  |  |  |  | 14 | [5 empty] | Not Initiated
| Upgradation of Gas Turbine Generator and Transformer protection system (2 No) | [12 empty] | System Availability & Reliability |  |  |  |  | 0 |  |  |  | 2 | [20 empty] | 0 |  |  |  | 2 | [6 empty] | Not Initiated
29 | Schemes for improvement of auxiliary availability for effecient performance during running of 108 MW Stage II & 120 MW Stage III units at GTPS, Uran. |  |  |  |  | 34.95 | [7 empty] | Enhance availability of Generating units, reduce forced outages, minimize production losses and overall improved station reliability. |  |  |  |  | 0 | [24 empty] | 0 | [10 empty] | Not Initiated
| Procurement of 108 MW Stage II GT units generator rotor at GTPS, Uran. | [12 empty] | Improved machine availability |  |  |  |  | 0 | [5 empty] | 30 | [18 empty] | 0 | [5 empty] | 30 |  |  |  |  | Not Initiated
| Procurement of 1 MVA Unit Auxiliary Transformer, 570 KVA Excitation Transformer and 2 MVA Frequency Converter Transformer of Stage II GT Unit at GTPS, Uran. | [12 empty] | System Availability & Reliability |  |  |  |  | 0 | [5 empty] | 1.2 | [18 empty] | 0 | [5 empty] | 1.2 |  |  |  |  | Not Initiated
| Upgradation of Stage -II & III Battery Chargers. | [12 empty] | System Availability & Reliability |  |  |  |  | 0 |  |  |  |  | 2.75 | [19 empty] | 0 |  |  |  |  | 2.75 | [5 empty] | Not Initiated
| (a) Upgradation of 4 MW DG set control system. | [12 empty] | System Availability & Reliability |  |  |  |  | 0 |  |  |  |  | 1 | [19 empty] | 0 |  |  |  |  | 1 | [5 empty] | Not Initiated
30 | Procurment of insurance spare for reliability improvement at GTPS Uran |  |  |  |  | 40 | [7 empty] | Enhance availability of Generating units, reduce forced outages, minimize production losses and overall improved station reliability. |  |  |  |  | 0 | [24 empty] | 0 | [10 empty] | Not Initiated
| Procurement of 120 MW Stage III WHRP unit generator rotor at GTPS, Uran. | [12 empty] | Improved machine availability |  |  |  |  | 0 | [5 empty] | 40 | [18 empty] | 0 | [5 empty] | 40 |  |  |  |  | Not Initiated
31 | AI Based Comprehensive Infrasecure Project | [17 empty] | 0 | [24 empty] | 0
| AI Based Comprehensive Infrasecure Project |  |  |  |  | 18.6835 | [12 empty] | 0 | [24 empty] | 0 |  |  | 18.6835
32 | A0 RESTORATION |  |  |  |  | 42.482 | [7 empty] | Improved machine availability |  |  |  |  | 0 | [24 empty] | 0 |  |  | 42.482 | [6 empty] | Post facto DPR will be Sent to HO for approval
| A0 RESTORATION | [17 empty] | 0 | [24 empty] | 0
[19 empty] | 0 | [24 empty] | 0
| B) Non-DPR Schemes | [17 empty] | 0 | [24 empty] | 0
1 | CHAIR REGULAR ERGONOMICS STANDARD(4370002018)/QTY60 | Non-DPR | N.A. | [9 empty] | 2019-04-30 |  |  | 0.033294 |  |  | 0.033294 | [9 empty] | 100% | [11 empty] | 0.033294 |  |  | 0.033294
2 | 2 PANEL WOODEN SIDE TABLE 2 X 4 FT(4370002023)/QTY 20 | Non-DPR | N.A. | [9 empty] | 2019-05-01 |  |  | 0.034646 |  |  | 0.034646 | [9 empty] | 100% | [11 empty] | 0.034646 |  |  | 0.034646
3 | EXECUTIVE REV CHAIR(4370002025)/QTY 19 | Non-DPR | N.A. | [9 empty] | 2019-05-02 |  |  | 0.0079152 |  |  | 0.0079152 | [9 empty] | 100% | [11 empty] | 0.0079152 |  |  | 0.0079152
4 | INDUSTRIAL CABINET WITH 4 LOCKERS(4370002025)/QTY 19 | Non-DPR | N.A. | [9 empty] | 2019-05-03 |  |  | 0.028267 |  |  | 0.028267 | [9 empty] | 100% | [11 empty] | 0.028267 |  |  | 0.028267
5 | INDUSTRIAL CABINET WITH 4 LOCKERS(4370002037)/QTY 6 | Non-DPR | N.A. | [9 empty] | 2019-05-04 |  |  | 0.01116 |  |  | 0.01116 | [9 empty] | 100% | [11 empty] | 0.01116 |  |  | 0.01116
6 | CHAIR REGULAR (4370002039)/QTY 51 | Non-DPR | N.A. | [9 empty] | 2019-05-05 |  |  | 0.037587 |  |  | 0.037587 | [9 empty] | 100% | [11 empty] | 0.037587 |  |  | 0.037587
7 | 3 BURNER GAS STOVE IRON PAN SUPPORT(4370002320)/QTY 1 | Non-DPR | N.A. | [9 empty] | 2019-05-06 |  |  | 0.00199 |  |  | 0.00199 | [9 empty] | 100% | [11 empty] | 0.00199 |  |  | 0.00199
8 | 3 BURNER GAS STOVE IRON PAN SUPPORT(4370002319)/QTY 1 | Non-DPR | N.A. | [9 empty] | 2019-05-07 |  |  | 0.0007795 |  |  | 0.0007795 | [9 empty] | 100% | [11 empty] | 0.0007795 |  |  | 0.0007795
9 | Samsung LCD TV(2 nos, 26" in Rest House)/QTY 2 | Non-DPR | N.A. | [9 empty] | 2019-05-08 |  |  | 0.019555 |  |  | 0.019555 | [9 empty] | 100% | [11 empty] | 0.019555 |  |  | 0.019555
10 | Mobile Purchase for CE GTPS/QTY 1 | Non-DPR | N.A. | [9 empty] | 2019-05-09 |  |  | 0.001599 |  |  | 0.001599 | [9 empty] | 100% | [11 empty] | 0.001599 |  |  | 0.001599
11 | Walkie Talkie NO.7/QTY 7 | Non-DPR | N.A. | [9 empty] | 2019-05-10 |  |  | 0.011357 |  |  | 0.011357 | [9 empty] | 100% | [11 empty] | 0.011357 |  |  | 0.011357
12 | Electronic Appliances to rest houseGTPS 4370002069/QTY 1 | Non-DPR | N.A. | [9 empty] | 2019-05-11 |  |  | 0.0042198 |  |  | 0.0042198 | [9 empty] | 100% | [11 empty] | 0.0042198 |  |  | 0.0042198
13 | Electronic Appliances to rest house(4370002070)/QTY 1 | Non-DPR | N.A. | [9 empty] | 2019-05-12 |  |  | 0.0029609 |  |  | 0.0029609 | [9 empty] | 100% | [11 empty] | 0.0029609 |  |  | 0.0029609
14 | COLOR LASER JET PRINTER4370002282/QTY 2 | Non-DPR | N.A. | [9 empty] | 2019-05-13 |  |  | 0.00473 |  |  | 0.00473 | [9 empty] | 100% | [11 empty] | 0.00473 |  |  | 0.00473
15 | LASER LASERJET PRINTER FOR A4 PAPER(4370002057)/QTY 5 | Non-DPR | N.A. | [9 empty] | 2019-05-14 |  |  | 0.003516 |  |  | 0.003516 | [9 empty] | 100% | [11 empty] | 0.003516 |  |  | 0.003516
16 | Split Air Conditioner(4370002046)GUEST HOUSE/QTY 11 | Non-DPR | N.A. | [9 empty] | 2019-05-15 |  |  | 0.057773 |  |  | 0.057773 | [9 empty] | 100% | [11 empty] | 0.057773 |  |  | 0.057773
17 | LASER ALL IN ONE A4 LASER PRINTER (4370002321) POG/QTY 12 | Non-DPR | N.A. | [9 empty] | 2019-05-16 |  |  | 0.0222 |  |  | 0.0222 | [9 empty] | 100% | [11 empty] | 0.0222 |  |  | 0.0222
18 | COOLER WATER THERMOSTAT 40 F-45 F TYU-5(4370002318/QTY 4 | Non-DPR | N.A. | [9 empty] | 2019-05-17 |  |  | 0.0047956 |  |  | 0.0047956 | [9 empty] | 100% | [11 empty] | 0.0047956 |  |  | 0.0047956
19 | UV WATER PURIFIER FILTER4370002059/QTY 4 | Non-DPR | N.A. | [9 empty] | 2019-05-18 |  |  | 0.031558 |  |  | 0.031558 | [9 empty] | 100% | [11 empty] | 0.031558 |  |  | 0.031558
20 | ext. of compound wall around of GTPS Uran. | Non-DPR | N.A. | [9 empty] | 2019-05-19 |  |  | 0.13699 |  |  | 0.13699 | [9 empty] | 100% | [11 empty] | 0.13699 |  |  | 0.13699
21 | Supply Installation & commissioning of 11TR Water cooled air conditioning package at GT Unit # 5 & 6 LCRs /14 QTY | Non-DPR | N.A. | [9 empty] | 2019-05-20 |  |  | 0.30988 |  |  | 0.30988 | [9 empty] | 100% | [11 empty] | 0.30988 |  |  | 0.30988
22 | Procurment of new Ambulance Van MH-46-BM-2746/QTY 1 | Non-DPR | N.A. | [9 empty] | 2019-05-21 |  |  | 0.10754 |  |  | 0.10754 | [9 empty] | 100% | [11 empty] | 0.10754 |  |  | 0.10754
23 | DG SET ASSY KIRLOSKAR 6SL8800TA-250(4370002473)/QTY 1 | Non-DPR | N.A. | [9 empty] | 2020-11-27 |  |  |  | 0.0477 |  | 0.0477 | [10 empty] | 100% | [11 empty] | 0.0477 |  | 0.0477
24 | 3 seater sofa set(4370002496)/QTY 2 | Non-DPR | N.A. | [9 empty] | 2020-07-03 |  |  |  | 0.005243 |  | 0.005243 | [10 empty] | 100% | [11 empty] | 0.005243 |  | 0.005243
25 | WET AND DRY VACUUM CLEANER(4370002509)/QTY 2 | Non-DPR | N.A. | [9 empty] | 2020-06-12 |  |  |  | 0.0046 |  | 0.0046 | [10 empty] | 100% | [11 empty] | 0.0046 |  | 0.0046
26 | Revolving Chair(4370002467)/QTY 24 | Non-DPR | N.A. | [9 empty] | 2020-06-13 |  |  |  | 0.018348 |  | 0.018348 | [10 empty] | 100% | [11 empty] | 0.018348 |  | 0.018348
27 | Regular Chair(4370002466)/QTY 10 | Non-DPR | N.A. | [9 empty] | 2020-07-03 |  |  |  | 0.00801 |  | 0.00801 | [10 empty] | 100% | [11 empty] | 0.00801 |  | 0.00801
28 | Scrubber Dryers(4370002495)/QTY 2 | Non-DPR | N.A. | [9 empty] | 2020-07-03 |  |  |  | 0.0258 |  | 0.0258 | [10 empty] | 100% | [11 empty] | 0.0258 |  | 0.0258
29 | MICROWAVE OVEN CAPACITY 32 LITERS(4370002510)/QTY 1 | Non-DPR | N.A. | [9 empty] | 2020-06-09 |  |  |  | 0.002403 |  | 0.002403 | [10 empty] | 100% | [11 empty] | 0.002403 |  | 0.002403
30 | One Seater Sofa(4370002497)/QTY 4 | Non-DPR | N.A. | [9 empty] | 2020-07-03 |  |  |  | 0.006302 |  | 0.006302 | [10 empty] | 100% | [11 empty] | 0.006302 |  | 0.006302
31 | S-Type Chairs(4370002460)/QTY 61 | Non-DPR | N.A. | [9 empty] | 2020-07-06 |  |  |  | 0.035685 |  | 0.035685 | [10 empty] | 100% | [11 empty] | 0.035685 |  | 0.035685
32 | INDUSTRIAL CABINET WITH 4 LOCKERS(4370002464)/QTY 19 | Non-DPR | N.A. | [9 empty] | 2020-06-17 |  |  |  | 0.037031 |  | 0.037031 | [10 empty] | 100% | [11 empty] | 0.037031 |  | 0.037031
33 | STEEL CABINET WITH 18 LOCKER(4370002461)/QTY 14 | Non-DPR | N.A. | [9 empty] | 2020-06-17 |  |  |  | 0.020181 |  | 0.020181 | [10 empty] | 100% | [11 empty] | 0.020181 |  | 0.020181
34 | STEEL CABINET WITH 06 LOCKER(4370002462)/QTY 21 | Non-DPR | N.A. | [9 empty] | 2020-06-17 |  |  |  | 0.033495 |  | 0.033495 | [10 empty] | 100% | [11 empty] | 0.033495 |  | 0.033495
35 | File Cabinet(4370002463)/QTY 22 | Non-DPR | N.A. | [9 empty] | 2020-04-01 |  |  |  | 0.040566 |  | 0.040566 | [10 empty] | 100% | [11 empty] | 0.040566 |  | 0.040566
36 | Midback Chair(4370002456)/QTY 30 | Non-DPR | N.A. | [9 empty] | 2020-06-17 |  |  |  | 0.017514 |  | 0.017514 | [10 empty] | 100% | [11 empty] | 0.017514 |  | 0.017514
37 | S-Type(backrest made of mesh)Chair(4370002465)/QTY 20 | Non-DPR | N.A. | [9 empty] | 2020-04-01 |  |  |  | 0.01142 |  | 0.01142 | [10 empty] | 100% | [11 empty] | 0.01142 |  | 0.01142
38 | L Type Exe. Table(4370002471)/QTY 4 | Non-DPR | N.A. | [9 empty] | 2020-08-07 |  |  |  | 0.024892 |  | 0.024892 | [10 empty] | 100% | [11 empty] | 0.024892 |  | 0.024892
39 | Godrej interio T-104 Table(4370002472)/QTY 18 | Non-DPR | N.A. | [9 empty] | 2020-06-30 |  |  |  | 0.042228 |  | 0.042228 | [10 empty] | 100% | [11 empty] | 0.042228 |  | 0.042228
40 | Provi & fix garden benc.@GTPS Colony.(4370002503)./QTY 35 | Non-DPR | N.A. | [9 empty] | 2021-01-15 |  |  |  | 0.032214 |  | 0.032214 | [10 empty] | 100% | [11 empty] | 0.032214 |  | 0.032214
41 | Supply of heavy pedestal type (4370002601)/QTY 20 | Non-DPR | N.A. | [9 empty] | 2021-02-22 |  |  |  | 0.02626 |  | 0.02626 | [10 empty] | 100% | [11 empty] | 0.02626 |  | 0.02626
42 | 2 TON CAPACITY SPLIT AC(4370002498)/QTY 8 | Non-DPR | N.A. | [9 empty] | 2020-08-01 |  |  |  | 0.03359 |  | 0.03359 | [10 empty] | 100% | [11 empty] | 0.03359 |  | 0.03359
43 | Procurement of 16 Channel DVR at GTPS.(4370002575)/QTY 1 | Non-DPR | N.A. | [9 empty] | 2020-12-05 |  |  |  | 0.00104 |  | 0.00104 | [10 empty] | 100% | [11 empty] | 0.00104 |  | 0.00104
44 | Procurement of Server at GTPS Uran.(4385000212)/QTY 1 | Non-DPR | N.A. | [9 empty] | 2021-01-29 |  |  |  | 0.054766 |  | 0.054766 | [10 empty] | 100% | [11 empty] | 0.054766 |  | 0.054766
45 | CCTV Cameras and DVR at GTPS URAN (4370002677)/QTY 13 | Non-DPR | N.A. | [9 empty] | 2021-03-31 |  |  |  | 0.0036888 |  | 0.0036888 | [10 empty] | 100% | [11 empty] | 0.0036888 |  | 0.0036888
46 | 3 KW Geysers (Water Heaters) (4370002733)/QTY 18 | Non-DPR | N.A. | [9 empty] | 2021-06-04 |  |  |  |  | 0.00576 | 0.00576 | [11 empty] | 100% | [11 empty] | 0.00576 | 0.00576
47 | WALL MOUNTED/Matress etc .Guest house FAN 24" 230V 1440RPM(4370002713)/QTY 39 | Non-DPR | N.A. | [9 empty] | 2021-05-15 |  |  |  |  | 0.011658 | 0.011658 | [11 empty] | 100% | [11 empty] | 0.011658 | 0.011658
48 | COMPLETE PROJECTOR WITH STD ACCE.(4370002703)/QTY 1 | Non-DPR | N.A. | [9 empty] | 2021-04-12 |  |  |  |  | 0.0061642 | 0.0061642 | [11 empty] | 100% | [11 empty] | 0.0061642 | 0.0061642
49 | NAS Storage device (4370002674)/QTY 1 | Non-DPR | N.A. | [9 empty] | 2021-04-20 |  |  |  |  | 0.0225 | 0.0225 | [11 empty] | 100% | [11 empty] | 0.0225 | 0.0225
50 | DYNAMIC MIC,ACCESSORIES (4370002728)/QTY 5 | Non-DPR | N.A. | [9 empty] | 2021-06-11 |  |  |  |  | 0.00247 | 0.00247 | [11 empty] | 100% | [11 empty] | 0.00247 | 0.00247
51 | DESKTOP (4370002709)/QTY 10 | Non-DPR | N.A. | [9 empty] | 2021-05-14 |  |  |  |  | 0.056867 | 0.056867 | [11 empty] | 100% | [11 empty] | 0.056867 | 0.056867
52 | Procurement of Computer Monitor at GTPS.4370002812/QTY 15 | Non-DPR | N.A. | [9 empty] | 2022-02-18 |  |  |  |  | 0.0213 | 0.0213 | [11 empty] | 100% | [11 empty] | 0.0213 | 0.0213
53 | Procurement of Air Purifiers in PCR’s4370002804/Qty 40 | Non-DPR | N.A. | [9 empty] | 2022-02-02 |  |  |  |  | 0.007 | 0.007 | [11 empty] | 100% | [11 empty] | 0.007 | 0.007
54 | iPad & Laptop As Per Specification 4385000561/QTY 2 | Non-DPR | N.A. | [9 empty] | 2022-03-30 |  |  |  |  | 0.019458 | 0.019458 | [11 empty] | 100% | [11 empty] | 0.019458 | 0.019458
55 | Projector Screen SZIE 8 X 10 FEET(4370002710)/QTY 1 | Non-DPR | N.A. | [9 empty] | 2021-04-27 |  |  |  |  | 0.0010398 | 0.0010398 | [11 empty] | 100% | [11 empty] | 0.0010398 | 0.0010398
56 | Supply, Installation and commissioning of SCADA System for Raw and DM water plant at Water Treatment Plant, GTPS, Uran. | Non-DPR | [16 empty] | 0 |  |  | 0.9263 | [21 empty] | 0 |  |  | 0.9263
57 | Supply, Installation and commissioning of Battery chargers at stage II at GTPS Uran | Non-DPR | [16 empty] | 0 |  |  | 0.69004 | [21 empty] | 0 |  |  | 0.69004
58 | Up gradation of old Generator Protection System with Advance Series Microprocessor based system, GTPS Uarn | Non-DPR | [16 empty] | 0 |  |  | 1.093 | [21 empty] | 0 |  |  | 1.093
59 | NABL laboratory set up including required instruments along with furniture and other accessories at WT Plant, GTPS, Uran. | Non-DPR | [16 empty] | 0 |  |  | 0.64239 | [21 empty] | 0 |  |  | 0.64239
60 | Providing and applying of chemical resistance coating to the internal surface of soft water storage tank at Water Treatment Plant, GTPS Uran | [11 empty] | 2023-03-14 | Maintaining healthiness of tank |  |  |  |  | 0 | 1.4408 | [11 empty] | 100% | 100% | [10 empty] | 0 | 1.4408 | [8 empty] | Non- DPR Asset No. 1501000125
61 | CCPP Process improvement through application of Thermal insulation for WHRP Boiler/GT exhaust area at GTPS, Uran | [11 empty] | 2023-03-28 | To reduce heat loss |  |  |  |  | 0 | 0.85669 | [11 empty] | 100% | 100% | [10 empty] | 0 | 0.85669 | [8 empty] | Non- DPR PO No.(4370003055) Asset No. 1501008779
62 | Procurement of grass cutting machine (Petrol engine) at GTPS, Uran. | [11 empty] | 2023-01-17 | [5 empty] | 0 | 0.011328 | [11 empty] | 100% | 100% | [10 empty] | 0 | 0.011328 | [8 empty] | PO No.(4370003046) Qty. 03 Asset No. 1501008776, 1501008777, 1501008778
63 | Procurement of dedicated server for DSM System at GTPS Uran. | [11 empty] | 2022-05-14 | [5 empty] | 0 | 0.0934 | [11 empty] | 100% | 100% | [10 empty] | 0 | 0.0934 | [8 empty] | PO No.(4370002886) Asset No. 190106566
64 | Procurement of Water Purifier | [11 empty] | 2022-09-30 | [5 empty] | 0 | 0.000803 | [11 empty] | 100% | 100% | [10 empty] | 0 | 0.000803 | [8 empty] | Asset No. 190106676
65 | Procurement of 1.5T SPLIT AC | [11 empty] | 2023-03-06 | [5 empty] | 0 | 0.0282 | [11 empty] | 100% | 100% | [10 empty] | 0 | 0.0282 | [8 empty] | PO No.(4370003041) Asset No. 190106869, 190106870, 190106871
66 | MOBILE PHONE FOR SHIFT I/C | [11 empty] | 2022-06-16 | [5 empty] | 0 | 0.0013999 | [11 empty] | 100% | 100% | [10 empty] | 0 | 0.0013999 | [8 empty] | Asset No. 190106576
67 | MOBILE PHONE FOR SHIFT I/C | [11 empty] | 2022-07-18 | [5 empty] | 0 | 0.0013499 | [11 empty] | 100% | 100% | [10 empty] | 0 | 0.0013499 | [8 empty] | Asset No. 190106577
68 | MOBILE PHONE FOR SHIFT I/C | [11 empty] | 2022-07-18 | [5 empty] | 0 | 0.0013499 | [11 empty] | 100% | 100% | [10 empty] | 0 | 0.0013499 | [8 empty] | Asset No. 190106578
69 | Procurement of CCTV camera | [11 empty] | 2023-01-03 | [5 empty] | 0 | 0.0051684 | [11 empty] | 100% | 100% | [10 empty] | 0 | 0.0051684 | [8 empty] | Asset No. 190106743, 190106745, 190106746,190106747
70 | Procurement of Desktop PC’s at GTPS URAN. | [11 empty] | 2023-02-21 | [5 empty] | 0 | 0.084569 | [11 empty] | 100% | 100% | [10 empty] | 0 | 0.084569 | [8 empty] | Asset No. 190106780 to 88
71 | Procurement of 4 channel DVR & 4 cctv camera | [11 empty] | 2023-01-28 | [5 empty] | 0 | 0.00147 | [11 empty] | 100% | 100% | [10 empty] | 0 | 0.00147 | [8 empty] | Asset No. 190106789
72 | Procurement of 8 channel mini DVR | [11 empty] | 2023-01-28 | [5 empty] | 0 | 0.0012492 | [11 empty] | 100% | 100% | [10 empty] | 0 | 0.0012492 | [8 empty] | Asset No. 190106790 to 92
73 | Procurement of MOBILE PHONE | [11 empty] | 2023-03-03 | [5 empty] | 0 | 0.0015 | [11 empty] | 100% | 100% | [10 empty] | 0 | 0.0015 | [8 empty] | Asset No. 190106805
74 | Procurement of Monitors at GTPS URAN. | [11 empty] | 2023-03-27 | [5 empty] | 0 | 0.00101 | [11 empty] | 100% | 100% | [10 empty] | 0 | 0.00101 | [8 empty] | PO No. (4370003068) Asset No. 190106859
75 | Supply of Thinclients on Buyback for Uran GTPS | [11 empty] | 2022-10-01 | [5 empty] | 0 | 0.12118 | [11 empty] | 100% | 100% | [10 empty] | 0 | 0.12118 | [8 empty] | Asset No. 190107154 to 87
76 | FY23-24 | [17 empty] | 0 | [24 empty] | 0
77 | PORT FIRE EXT ABC COMP EN3 AFFF - COMPOSITE CAPACITY 9 LTR 9KG | [17 empty] | 0 |  | 3.3915 | [12 empty] | 100% | [9 empty] | 0 |  | 3.3915 | [7 empty] | Non- DPR HO Procurement; PO No.(4500128925) Asset No.1501008866 to 87
78 | Procurement of Thermal Imaging Camera for Condition Monitoring of machine at GTPS,Uran. | [11 empty] | 2023-07-22 | [5 empty] | 0 |  | 0.035046 | [12 empty] | 100% | [9 empty] | 0 |  | 0.035046 | [7 empty] | PO No.(4385000676) Asset No.1501008843
79 | DIGITAL ULTRASONIC FLOW METER | [11 empty] | 2023-09-08 | [5 empty] | 0 |  | 0.016768 | [12 empty] | 100% | [9 empty] | 0 |  | 0.016768 | [7 empty] | PO No.(4385000684) Asset No.1501008841
80 | MEASURING &DISPLAYING HANDHELD INST | [11 empty] | 2023-09-08 | [5 empty] | 0 |  | 0.0085314 | [12 empty] | 100% | [9 empty] | 0 |  | 0.0085314 | [7 empty] | PO No.(4385000684) Asset No.1501008842
81 | Approval for procuring Thickness measurment gauge,Portable flow meter and Vibration meter for GTPS, Uran | [11 empty] | 2023-09-08 | [5 empty] | 0 |  | 0.00924 | [12 empty] | 100% | [9 empty] | 0 |  | 0.00924 | [7 empty] | PO No.(4385000684) Asset No.1501008840
82 | Supply, installation and commissioning of 1.5 ton Window Air Conditioner and 1.5 Ton Split Air conditioners with inverter technology at GTPS Uran. | [11 empty] | 2023-09-30 | [5 empty] | 0 |  | 0.013586 | [12 empty] | 100% | [9 empty] | 0 |  | 0.013586 | [7 empty] | PO No.(4370003188) qty-3 Asset No.190107419 to 21
83 | Procurement of monitors at GTPS Uran | [11 empty] | 2023-11-10 | [5 empty] | 0 |  | 0.0144 | [12 empty] | 100% | [9 empty] | 0 |  | 0.0144 | [7 empty] | PO No.(4370003192) qty-10 Asset No.190107574 to 83
84 | Procurement of Desktop PC’s and Laptop at GTPS Uran | [11 empty] | 2024-01-15 | [5 empty] | 0 |  | 0.005499 | [12 empty] | 100% | [9 empty] | 0 |  | 0.005499 | [7 empty] | PO No.(4370003229) Asset No.190107586
85 | SUPPLY & INSTALLATION OF VC SETUP AND INTERACTIVE DISPLAY FOR GTPS URAN | [11 empty] | 2023-11-14 | [5 empty] | 0 |  | 0.030763 | [12 empty] | 100% | [9 empty] | 0 |  | 0.030763 | [7 empty] | PO No.(4385000693) Asset No.190107571 to 73
86 | Supply, installation and commissioning of water purifiers and water purifier cum cooler at GTPS Uran. | [11 empty] | 2023-09-29 | [5 empty] | 0 |  | 0.00285 | [12 empty] | 100% | [9 empty] | 0 |  | 0.00285 | [7 empty] | PO No.(4370003186) qty-05 Asset No.190107414 to 18
87 | Urgent procurement and installation of UV Water Purifier cum cooler at GTPS, Uran on confirmatory basis. | [11 empty] | 2024-01-18 | [5 empty] | 0 |  | 0.008378 | [12 empty] | 100% | [9 empty] | 0 |  | 0.008378 | [7 empty] | PO No.(4370003222) Asset No. 190107616
88 | Supply, installation and commissioning of RO+UV+UF Storage Type Water Purifiers at GTPS,Uran. | [11 empty] | 2024-01-17 | [5 empty] | 0 |  | 0.012951 | [12 empty] | 100% | [9 empty] | 0 |  | 0.012951 | [7 empty] | PO No.(4370003237) qty-8 Asset No.190107617 to 24
89 | Procurement of Hot air oven for general laboratory at Water Treatment Plant, GTPS,Uran | [11 empty] | 2024-02-02 | [5 empty] | 0 |  | 0.001475 | [12 empty] | 100% | [9 empty] | 0 |  | 0.001475 | [7 empty] | PO No.(4370003245) Asset No.1501008864
90 | Supply of Plastic Chair and Dinning table at Guest House & new dormitory of GTPS Uran. | [11 empty] | 2024-03-06 | [5 empty] | 0 |  | 0.0061545 | [12 empty] | 100% | [9 empty] | 0 |  | 0.0061545 | [7 empty] | 1. PLASTIC PP MOULDED MONOBLOC CHAIR(4370003274) Asset No.190107646 (Amount 0.002553614cr) 28/02/2024 2. MOULDED TABLE 1530X762X743 (4370003293) Asset No.190107647 (Amount 0.001100001cr) 06/03/2024 3. T POY WOODEN BATTEN WITH GLASS TOP (4370003292) Asset No.190107648 (Amount 0.002500998cr) 06/03/2024
91 | Procurement of Desktop PC’s and Laptop at GTPS Uran | [11 empty] | 2024-01-10 | [5 empty] | 0 |  | 0.0088 | [12 empty] | 100% | [9 empty] | 0 |  | 0.0088 | [7 empty] | PO No.(4370003232) qty-2 Asset No.190107584 to 85
92 | COLOR LASER JET PRINTERADMIN BUILDING | [11 empty] | 2023-04-24 | [5 empty] | 0 |  | 0.006379 | [12 empty] | 100% | [9 empty] | 0 |  | 0.006379 | [7 empty] | PO No.(4370003110) Asset No.190107413
93 | DEEP FREEZER CAP 205 LITERSGuest House | [11 empty] | 2024-03-31 | [5 empty] | 0 |  | 0.004248 | [12 empty] | 100% | [9 empty] | 0 |  | 0.004248 | [7 empty] | PO No.(4370003367) Asset No.190107706
94 | CCTV, DVR , CCTV CableGuest HO&Club HO | [11 empty] | 2024-03-13 | [5 empty] | 0 |  | 0.011741 | [12 empty] | 100% | [9 empty] | 0 |  | 0.011741 | [7 empty] | PO No.(4370003214) Asset No.1190107707
95 | Supply installation, commissioning and testing of 220 V, 800 Ah Ni-Cadmium/ 220 V, 965 Ah Plante Type battery sets for Stage III WHRP 120 MW A0 & B0 Units at Gas Turbine Power Station, Uran. |  |  |  |  | 3.628 | [7 empty] | System Availability & Reliability |  |  |  |  | 0 |  |  |  | 3.628 | [20 empty] | 0 |  |  |  | 3.628
96 | Supply, installation and commissioning of Actuators for HP bypass, LP bypass and HP bypass injection spray control valve at GTPS, Uran. |  |  |  |  | 3.6969 | [7 empty] | System Availability & Reliability |  |  |  |  | 0 |  |  |  | 3.6969 | [20 empty] | 0 |  |  |  | 3.6969
97 | Procurement of rotating blades of 29th, 30th and 31st stage (along with installation materials) for 120MW KWU Steam Turbine B-0 at GTPS, Uran |  |  |  |  | 4.1155 | [7 empty] | Improved machine availability |  |  |  |  | 0 |  |  |  | 4.1155 | [20 empty] | 0 |  |  |  | 4.1155
| Total | [13 empty] | 38.6725 | 0.87432 | 8.1845 | 8.6742 | 56.4055 | 17.4021 | 21.8584 | 27.4391 | 248.3102 | 336.2443 | 267.1 | 133.67 | 131.8 | [12 empty] | 38.6725 | 0.87432 | 8.1845 | 0.15422 | 47.8855 | 17.4021 | 21.8584 | 92.4046 | 259.7506 | 336.2443 | 267.1 | 133.67 | 131.8 | 0 | 0 | 0
[45 empty] | 2.6514 | 3.5883 | 3.3518
Formulas:
Date of Submission = [Date of Submission, row above]
MERC Approval Date = IF([MERC Approval Date, row above]=0,"-",[MERC Approval Date, row above])
Note on L5: MPD, GTPS: Actual start date is PO placement date.
Note on M5: SSP-RCD As per the implementation plan submitted in the DPR/ Approved by MERC

## F4.3
MSPGCL: GTPS, Uran
MTR Petition Formats - Generation
| Project Details | Form 4.3: Capital Work-in-progress - Project-wise details | [9 empty] | (Rs. Crore)
Sr. No. | Project Code | MERC Approval No. | MERC Approval Date | Approved Project Cost | Cumulative Expenditure Incurred till beginning of the Year | Capital Expenditure Capitalised | Opening CWIP | Investment during the year | Capitalization |  |  |  | Closing CWIP
[9 empty] | Works Capitalised | Interest Capitalised | Expenses Capitalised | Total Capitalisation |  | Allowable Capitalisation | Probable Disallowance
FY 2022-23
a) DPR Schemes
(i) Submitted to MERC
1 | Up gradation of Gas Turbine Automation system, SFC and Excitation system | MERC/CAPEX/20122013/02285 | 2013-01-09 | 23.31 | 0 | 0 | 0 | 0 | 0 |  |  | 0 | 0 | 0 | 0
1.1 | Up-gradation of GT Automation System (Automation System PPA T3000) for Unit - 8 Stage-II | MERC/CAPEX/20122013/02285 | 2013-01-09 | 12.4 | 11.25 | 11.25 | 0 | 0 | - |  |  | 0 | 0 | 0 | 0
1.2 | Up-Gradation of Starting Frequency Converter & Static Excitation Equipment for GT-7 & GT-8 of Stage-II | MERC/CAPEX/20122013/02285 | 2013-01-09 | 10.91 | 9.87 | 9.87 | 0 | 0 | - |  |  | 0 | 0 | 0 | 0
2 | Procurement of Turbine 1st & 2nd stage blades for Gas Turbine U#6 | MERC/TECH 1/CAPEX/20142015/00087 | 2014-04-10 | 17.21 | 0 | 0 | 0 | 0 | 0 |  |  | 0 | 0 | 0 | 0
2.1 | Procurement of Turbine 1st & 2nd stage blades for Gas Turbine U#6 | MERC/TECH 1/CAPEX/20142015/00087 | 2014-04-10 | 17.21 | 17.5525 | 17.5525 | 0 | 0 | - |  |  | 0 | 0 | 0 | 0
3 | A0/B0 WHRP Unit Automation at GTPS Uran | MERC/CAPEX/20172018/4321 | 2017-10-11 | 24.6 | 0 | 0 | 0 | 0 | 0 |  |  | 0 | 0 | 0 | 0
3.1 | Supply of Siemens automation system and operation, monitoring and information system (SPPA-T3000 DCS) along with all necessary accessories for up-gradation and 10% mandatory spares. | MERC/CAPEX/20172018/4321 | 2017-10-11 | 20.39 | 8.52 | 0 | 8.52 | 0 | - |  |  | 0 | 8.52 | 0 | 0
3.2 | Service price for design, engineering, testing, erection, supervision, commissioning and training. | MERC/CAPEX/20172018/4321 | 2017-10-11 | 3.57 | 0 | 0 | 0 | 0 | - |  |  | 0 | 0 | 0 | 0
0 | IDC | MERC/CAPEX/20172018/4321 | 2017-10-11 | 0.64 | 0 | 0 | 0 | 0 | - |  |  | 0 | 0 | 0 | 0
4 | Renovation of Gas Turbine Air Intake System (Filter house for two units) at GTPS Uran | MERC/CAPEX/20172018/4645 | 2017-11-10 | 17 | 0 | 0 | 0 | 0 | 0 |  |  | 0 | 0 | 0 | 0
4.1 | SUPPLY & Work COST for 2 GT Units. | MERC/CAPEX/20172018/4645 | 2017-11-10 | 17 | 0 | 0 | 0 | 0 | - |  |  | 0 | 0 | 0 | 0
0 | 0 | 0 | - | 0 | 0 | 0 | 0 | 0 | - |  |  | 0 | 0 | 0 | 0
5 | Procurement of compressor rotor blades and tie rod with front hollow shaft for GT Unit No. 8 at GTPS Uran | MERC/CAPEX/20172018/0151 | 2018-01-31 | 19.197 | 0 | 0 | 0 | 0 | 0 |  |  | 0 | 0 | 0 | 0
5.1 | Procurement of GT-8 Compressor rotor blades (complete set) | MERC/CAPEX/20172018/0151 | 2018-01-31 | 9.04 | 7.6515 | 7.6515 | 0 | 0 | - |  |  | 0 | 0 | 0 | 0
5.2 | Procurement of GT-8 Tie rod & front hollow shaft along with installation materials | MERC/CAPEX/20172018/0151 | 2018-01-31 | 9.806 | 0 | 0 | 0 | 9.0831 | 9.0831 |  |  | 9.0831 | 0 | 9.0831 | 0
0 | IDC | MERC/CAPEX/20172018/0151 | 2018-01-31 | 0.351 | 0 | 0 | 0 | 2.1674 | 2.1674 |  |  | 2.1674 | 0 | 0.351 | 1.8164
6 | Upgradation of Automation Systems of GT-7 & Static Excitation Equipment of B0 Unit at GTPS Uran | MERC/CAPEX/2019-2020/422 | 2019-07-29 | 22.57 | 0 | 0 | 0 | 0 | 0 |  |  | 0 | 0 | 0 | 0
6.1 | Up-gradation of GT Automation System for Unit – 7 (Stage – II) | MERC/CAPEX/2019-2020/422 | 2019-07-29 | 15.62 | 0 | 0 | 0 | 0 | - |  |  | 0 | 0 | 0 | 0
6.2 | Up-gradation of B0 Static Excitation System for Stage – III | MERC/CAPEX/2019-2020/422 | 2019-07-29 | 6.43 | 0 | 0 | 0 | 0 | - |  |  | 0 | 0 | 0 | 0
0 | IDC | MERC/CAPEX/2019-2020/422 | 2019-07-29 | 0.52 | 0 | 0 | 0 | 0 | - |  |  | 0 | 0 | 0 | 0
7 | Procurement of MOH Spares & Insurance Spares for Unit-8 at GTPS Uran | MERC/CAPEX/2019-2020/121 | 2020-02-04 | 36.1381 | 0 | 0 | 0 | 0 | 0 |  |  | 0 | 0 | 0 | 0
7.1 | GT Unit no.8 Major Over Haul (MOH) Spares | MERC/CAPEX/2019-2020/121 | 2020-02-04 | 22.1782 | 0 | 0 | 0 | 0 | 0 |  |  | 0 | 0 | 0 | 0
7.2 | GT Unit no.8 Insurance Spares | MERC/CAPEX/2019-2020/121 | 2020-02-04 | 13.9599 | 0 | 0 | 0 | 1.2729 | 1.2729 |  |  | 1.2729 | 0 | 1.2729 | 0
0 | IDC | MERC/CAPEX/2019-2020/121 | 2020-02-04 | 0 | 0 | 0 | 0 | 0 | 0 |  |  | 0 | 0 | 0 | 0
8 | Implementation of Energy Saving Scheme with VFD for HP Feed Water Pump (HPFWP) and Condensate Extraction Pumps (CEP) for Stage-III at GTPS, Uran | MERC/CAPEX/2020-21/WFH/SBR/1 | 2020-04-21 | 11.206 | 0 | 0 | 0 | 0 | 0 |  |  | 0 | 0 | 0 | 0
8.1 | Implementation of VFD with Bypass system for HP Feed Water Pumps (HPFWP) and Condensate Extraction Pumps (CEP) for St-III at GTPS, Uran.(Supply + Works) | MERC/CAPEX/2020-21/WFH/SBR/1 | 2020-04-21 | 10.856 | 0 | 0 | 0 | 0 | - |  |  | 0 | 0 | 0 | 0
0 | IDC | MERC/CAPEX/2020-21/WFH/SBR/1 | 2020-04-21 | 0.35 | 0 | 0 | 0 | 0 | - |  |  | 0 | 0 | 0 | 0
9 | Plant Civil Works & Renovation of Colony Civil Works at GTPS Uran | MERC/CAPEX/FY 2021-22/MSPGCL /25 | 2022-02-17 | 19.2812 | 0 | 0 | 0 | 0 | 0 |  |  | 0 | 0 | 0 | 0
9.1 | Renovations, refurbishment of Residential colony at GTPS, Uran. | MERC/CAPEX/FY 2021-22/MSPGCL /25 | 2022-02-17 | 7.5638 | 0 | 0 | 0 | 0 | - |  |  | 0 | 0 | 0 | 0
9.1.1 | Providing weather shed over the parpet at Type-I, Type-II, Type-D, Type- III & Type-IV quarters at GTPS , Uran. | 0 | - | 1.4278 | 0 | 0 | 0 | 0 | 0 |  |  | 0 | 0
0 | IDC | 0 | - | 0 | 0 | 0 | 0 | 0 | 0 |  |  | 0 | 0
9.1.2 | Providing vitrified flooring to Type-I, Type-II, Type-D, Type- III & E quarters at GTPS , Uran. | 0 | - | 2.0178 | 0 | 0 | 0 | 0 | 0 |  |  | 0 | 0
0 | IDC | 0 | - | 0 | 0 | 0 | 0 | 0 | 0 |  |  | 0 | 0
9.1.3 | Renovation/ Refurbishment including internal structural strangthing of Type-I, Type-II, Type-D, Type- III & Type- E & F quarters at GTPS , Uran. | 0 | - | 0.885 | 0 | 0 | 0 | 0 | 0 |  |  | 0 | 0
0 | IDC | 0 | - | 0 | 0 | 0 | 0 | 0 | 0 |  |  | 0 | 0
9.1.4 | External face-lifting including structural strengthening to walls and RCC structures of TYPE-I, TYPE-II, & D-TYPE quarters: | 0 | - | 3.2332 | 0 | 0 | 0 | 0 | 0 |  |  | 0 | 0
9.2 | Internal colony Road at GTPS, Uran. | MERC/CAPEX/FY 2021-22/MSPGCL /25 | 2022-02-17 | 1.0974 | 0 | 0 | 0 | 0 | 0 |  |  | 0 | 0 | 0 | 0
9.3 | Renovation of sanitary system including Replacing sanitary and storm water drainage pipelines in colony area. | MERC/CAPEX/FY 2021-22/MSPGCL /25 | 2022-02-17 | 1.5458 | 0 | 0 | 0 | 0 | 0 |  |  | 0 | 0 | 0 | 0
9.4 | Renovations, refurbishment of Recreation Club Building in colony at GTPS Uran | MERC/CAPEX/FY 2021-22/MSPGCL /25 | 2022-02-17 | 0 | 0 | 0 | 0 | 0 | 0 |  |  | 0 | 0 | 0 | 0
9.5 | Strengthening to steel structures by epoxy painting within the plant area at GTPS, Uran | MERC/CAPEX/FY 2021-22/MSPGCL /25 | 2022-02-17 | 1.5104 | 0 | 0 | 0 | 0 | - |  |  | 0 | 0 | 0 | 0
10 | Procurement of Turbine Rotor blades of all 4 stages & Compressor Rotor blades set (along with installation materials) for GT Unit no.7 at GTPS Uran | MERC/CAPEX/FY 2022-23/0162 | 2022-04-18 | 36.9 | 0 | 0 | 0 | 0 | 0 |  |  | 0 | 0 | 0 | 0
10.1 | Procurement of Turbine Rotor blades of all 4 stages & Compressor Rotor blades set (along with installation materials) for GT Unit no.7 at GTPS Uran | MERC/CAPEX/FY 2022-23/0162 | 2022-04-18 | 36.43 | 0 | 0 | 0 | 0 | - |  |  | 0 | 0 | 0 | 0
0 | IDC | MERC/CAPEX/FY 2022-23/0162 | 2022-04-18 | 0.47 | 0 | 0 | 0 | 0 | - |  |  | 0 | 0 | 0 | 0
HO DPR 8 | Replacement of Fire Tenders at Various Power Stations of Mahagenco | MERC/CAPEX/20172018/4653 | 2017-11-13 | 2.5 | 0 | 0 | 0 | 0 | 0 |  |  | 0 | 0 | 0 | 0
HO DPR 8.2 | Normal Multipurpose Fire Tender | MERC/CAPEX/20172018/4653 | 2017-11-13 | 2.5 | 0 | 0 | 0 | 2.1847 | 2.1847 |  |  | 2.1847 | 0 | 2.1847 | 0
0 | IDC | MERC/CAPEX/20172018/4653 | 2017-11-13 | 0 | 0 | 0 | 0 | 0.042562 | 0.042562 |  |  | 0.042562 | 0 | 0 | 0.042562
HO DPR-10 | Implementation of IB recommendations- Civil works at various TPS of Mahagenco | MERC/CAPEX/20172018/0177 | 2018-02-06 | 0.944 | 0 | 0 | 0 | 0 | 0 |  |  | 0 | 0 | 0 | 0
HO DPR 10.1 | GTPS Uran | MERC/CAPEX/20172018/0177 | 2018-02-06 | 0.944 | 0 | 0 | 0 | 0 | 0 |  |  | 0 | 0 | 0 | 0
0 | IDC | MERC/CAPEX/20172018/0177 | 2018-02-06 | 0 | 0 | 0 | 0 | 0 | 0 |  |  | 0 | 0 | 0 | 0
HO DPR 11 | Construction of new Administrative Building for Mahagenco at Vidyut Bhawan, Katol Road, Nagpur | MERC/CAPEX/2021-2022/MSPGCL/063 | 2022-02-12 | 57 | 0 | 0 | 0 | 0 | 0 |  |  | 0 | 0 | 0 | 0
HO DPR 11.1 | Construction of new Administrative Building for Mahagenco at Vidyut Bhawan, Katol Road, Nagpur | MERC/CAPEX/2021-2022/MSPGCL/063 | 2022-02-12 | 54.24 | 0 | 0 | 0 | 0 | 0 |  |  | 0 | 0
0 | IDC | MERC/CAPEX/2021-2022/MSPGCL/063 | 2022-02-12 | 2.76 | 0 | 0 | 0 | 0 | 0 |  |  | 0 | 0
HO DPR 12 | Centralized Monitoring Solution | MERC/CAPEX/MSPGCL/2023-24/0576 | 2023-11-02 | 69.309 | 0 | 0 | 0 | 0 | 0 |  |  | 0 | 0
HO DPR 12.1 | Centralized Monitoring Solution | MERC/CAPEX/MSPGCL/2023-24/0576 | 2023-11-02 | 66.009 | 0 | 0 | 0 | 0 | 0 |  |  | 0 | 0
0 | IDC | MERC/CAPEX/MSPGCL/2023-24/0576 | 2023-11-02 | 3.3 | 0 | 0 | 0 | 0 | 0 |  |  | 0 | 0
0 | (ii) Yet to be submitted to MERC | 0 | - | 0 | 0 | 0 | 0 | 0 | 0 |  |  | 0 | 0
1 | Procurement of GT blades & other essential GT Hot gas components | 0 | - | 0 | 0 | 0 | 0 | 0 | 0 |  |  | 0 | 0
0 | 1) Procurement of GT Stator blades of stages 1&2 | 0 | - | 0 | 0 | 0 | 0 | 0 | 0 |  |  | 0 | 0
0 | 2) Procurement of Bricks / Tiles & tile holders for GT | 0 | - | 0 | 0 | 0 | 0 | 0 | 0 |  |  | 0 | 0
0 | 3) Procurement of mixing chambers (02 Nos) | 0 | - | 0 | 0 | 0 | 0 | 0 | 0 |  |  | 0 | 0
0 | 14) Procurement of stage2 rotor blades | 0 | - | 0 | 0 | 0 | 0 | 0 | 0 |  |  | 0 | 0
2 | Procurement of all 16 stage Compressor Diaphragms | 0 | - | 0 | 0 | 0 | 0 | 0 | 0 |  |  | 0 | 0
3 | Procurement of insurance spares for GT units | 0 | - | 0 | 0 | 0 | 0 | 0 | 0 |  |  | 0 | 0
0 | 1) Procurement of Inconel plates | 0 | - | 0 | 0 | 0 | 0 | 0 | 0 |  |  | 0 | 0
0 | 2) Procurement of Inner casing washers | 0 | - | 0 | 0 | 0 | 0 | 0 | 0 |  |  | 0 | 0
0 | 3) Procurement of Upper conical section | 0 | - | 0 | 0 | 0 | 0 | 0 | 0 |  |  | 0 | 0
0 | 4) Procurement of LUWA cooler panels | 0 | - | 0 | 0 | 0 | 0 | 0 | 0 |  |  | 0 | 0
0 | 5) Procurement of Burners | 0 | - | 0 | 0 | 0 | 0 | 0 | 0 |  |  | 0 | 0
0 | 6) Procurement of K rings | 0 | - | 0 | 0 | 0 | 0 | 0 | 0 |  |  | 0 | 0
0 | 7) GT Fasteners (Mixing chamber, dome fastners) | 0 | - | 0 | 0 | 0 | 0 | 0 | 0 |  |  | 0 | 0
0 | 8) Procurement of Blow off valves | 0 | - | 0 | 0 | 0 | 0 | 0 | 0 |  |  | 0 | 0
0 | 9) Procurement of two Flame tubes for one GT unit | 0 | - | 0 | 0 | 0 | 0 | 0 | 0 |  |  | 0 | 0
4 | Procurement of various spares & retrofitting of existing systems for reliability improvement of WHRP Boilers at GTPS Uran | 0 | - | 0 | 0 | 0 | 0 | 0 | 0 |  |  | 0 | 0
0 | 1) HP BCP (4 Nos) , LP BCP (4 Nos) pump set | 0 | - | 0 | 0 | 0 | 0 | 0 | 0 |  |  | 0 | 0
0 | 2) Preheat pump set ,DM make up pump set, clean drain pump set and CEP pump set | 0 | - | 0 | 0 | 0 | 0 | 0 | 0 |  |  | 0 | 0
0 | 3) Complete Boiler (2 Nos) duct plate replacement | 0 | - | 0 | 0 | 0 | 0 | 0 | 0 |  |  | 0 | 0
0 | 4) Insulation replacement of A1 and B2 boiler. | 0 | - | 0 | 0 | 0 | 0 | 0 | 0 |  |  | 0 | 0
0 | 5) Chimeny insulation of A1,B1 and B2 boiler | 0 | - | 0 | 0 | 0 | 0 | 0 | 0 |  |  | 0 | 0
0 | 6) A1 boiler LP evaporator tube replacement work. | 0 | - | 0 | 0 | 0 | 0 | 0 | 0 |  |  | 0 | 0
0 | 7)B2 boiler HP Evaporator and HP Economiser sagged and need to be replaced | 0 | - | 0 | 0 | 0 | 0 | 0 | 0 |  |  | 0 | 0
0 | 8) B1 boiler Hp evaporator tube sagged and need to be replaced | 0 | - | 0 | 0 | 0 | 0 | 0 | 0 |  |  | 0 | 0
0 | 9) Seal Air FAN WITH MOTOR | 0 | - | 0 | 0 | 0 | 0 | 0 | 0 |  |  | 0 | 0
0 | 10) B1 and B2 Boiler BID and BYD Damper Control System Upgradation. | 0 | - | 0 | 0 | 0 | 0 | 0 | 0 |  |  | 0 | 0
5 | Supply, Erection & commissioning for GT Unit-5,6, WHRP Unit A0 Automation Up-gradation and up-gradation of 120MW A0 Unit SEE system | 0 | - | 0 | 0 | 0 | 0 | 0 | 0 |  |  | 0 | 0
0 | 1) Supply, Erection & commissioning for GT Unit-5 Automation Up-gradation at GTPS, Uran. | 0 | - | 0 | 0 | 0 | 0 | 0 | 0 |  |  | 0 | 0
0 | 2) Supply, Erection & commissioning for GT Unit-6 Automation Up-gradation at GTPS, Uran. | 0 | - | 0 | 0 | 0 | 0 | 0 | 0 |  |  | 0 | 0
0 | 3) Supply, Erection & commissioning for WHRP Unit- A0 Automation Up-gradation at GTPS, Uran. | 0 | - | 0 | 0 | 0 | 0 | 0 | 0 |  |  | 0 | 0
0 | 4) Up-gradation of 120MW A0 Unit SEE system at GTPS, Uran. | 0 | - | 0 | 0 | 0 | 0 | 0 | 0 |  |  | 0 | 0
6 | Procurement of Steam Turbine spares for A0 restoaration at GTPS, Uran. (Procurement of Stator, Rotor casing alongwith blades & Bearing.) | 0 | - | 0 | 0 | 0 | 0 | 0 | 0 |  |  | 0 | 0
7 | Procurement of various spares & retrofitting of existing systems for reliability improvement of CCPP units at GTPS Uran | 0 | - | 0 | 0 | 0 | 0 | 0 | 0 |  |  | 0 | 0
0 | 1) Modification of HT LT Radiators of 4MW DG set. | 0 | - | 0 | 0 | 0 | 0 | 0 | 0 |  |  | 0 | 0
0 | 2) MODIFIED Air FILTERS FOR GT UNITS | 0 | - | 0 | 0 | 0 | 0 | 0 | 0 |  |  | 0 | 0
0 | 3) Procurement of Oil Separator (2 Nos.) | 0 | - | 0 | 0 | 0 | 0 | 0 | 0 |  |  | 0 | 0
0 | 4) CCR and Admin HVAC system replacement work | 0 | - | 0 | 0 | 0 | 0 | 0 | 0 |  |  | 0 | 0
0 | 5) ACW pumps and Pipeline procurement and replacement | 0 | - | 0 | 0 | 0 | 0 | 0 | 0 |  |  | 0 | 0
0 | 6) Procurement and Replacement work of corroded cooling water line, Firefighting pipeline in the plant. | 0 | - | 0 | 0 | 0 | 0 | 0 | 0 |  |  | 0 | 0
0 | 7) Fixed Fire fighting installation at Gas skid near MM Section | 0 | - | 0 | 0 | 0 | 0 | 0 | 0 |  |  | 0 | 0
0 | 8) Fixed Fire fighting installation at Gas skid near Unit -5 A1 Boiler | 0 | - | 0 | 0 | 0 | 0 | 0 | 0 |  |  | 0 | 0
0 | 9) Replacment of CO2 flooding system with advance system at Unit-5,6,7,8 | 0 | - | 0 | 0 | 0 | 0 | 0 | 0 |  |  | 0 | 0
0 | 10) Stage II EOP motor | 0 | - | 0 | 0 | 0 | 0 | 0 | 0 |  |  | 0 | 0
0 | 11) Evacuation pump motor | 0 | - | 0 | 0 | 0 | 0 | 0 | 0 |  |  | 0 | 0
0 | 12) St III Boiler Hydac Pump motor | 0 | - | 0 | 0 | 0 | 0 | 0 | 0 |  |  | 0 | 0
0 | 13) LT BREAKER ST II (1600) AMP | 0 | - | 0 | 0 | 0 | 0 | 0 | 0 |  |  | 0 | 0
0 | 14) LT BREAKER ST III and WTP (3200) AMP | 0 | - | 0 | 0 | 0 | 0 | 0 | 0 |  |  | 0 | 0
0 | 15) Battery replacement | 0 | - | 0 | 0 | 0 | 0 | 0 | 0 |  |  | 0 | 0
0 | 16) Rennovation of AC plant piping | 0 | - | 0 | 0 | 0 | 0 | 0 | 0 |  |  | 0 | 0
0 | 17) Up gradation Of Old Generator Protection System with Advance Series Microprocessor based System for GT at GTPS Uran | 0 | - | 0 | 0 | 0 | 0 | 0 | 0 |  |  | 0 | 0
0 | 18) Supply, Installation and commissioning of battery chargers at Stage-II at GTPS,Uran. | 0 | - | 0 | 0 | 0 | 0 | 0 | 0 |  |  | 0 | 0
0 | 19) Procurement of on-line dissolve oxygen, pH & conductivity measurement with transmitter for boiler and steam turbine at GTPS Uran | 0 | - | 0 | 0 | 0 | 0 | 0 | 0 |  |  | 0 | 0
0 | 20) Procurement of Optical Gas Leak imaging Camera for gas leak detection at GTPS,Uran. | 0 | - | 0 | 0 | 0 | 0 | 0 | 0 |  |  | 0 | 0
0 | 21) Procurement of HP and LP bypass control valve actuator and HP bypass spray control valve actuator at GTPS uran (3 No) | 0 | - | 0 | 0 | 0 | 0 | 0 | 0 |  |  | 0 | 0
0 | 22) New SCADA system for WTP operation at GTPS Uran | 0 | - | 0 | 0 | 0 | 0 | 0 | 0 |  |  | 0 | 0
0 | 23) Replacement of existing field instruments of WTP ( level transmitters, level switches, pH meter with sensor, flow meters and Transmittres,conductivity meter with sensors, dissolve oxygen meter with sensors, pressure gauges, pneumatic valves with feedback) at GTPS Uran | 0 | - | 0 | 0 | 0 | 0 | 0 | 0 |  |  | 0 | 0
8 | DPR-1 DPR for Condenser Vacuum imrovement by procurement and erection/Upgradation of ACC pannels of A0 Unit | 0 | - | 0 | 0 | 0 | 0 | 0 | 0 |  |  | 0 | 0
9 | Supply and erection of ACC Pannels/ Upgradation (A0 ACC Pannels) | 0 | - | 0 | 0 | 0 | 0 | 0 | 0 |  |  | 0 | 0
10 | DPR for Replacement of HP and LP cycle valves of Boilers. | 0 | - | 0 | 0 | 0 | 0 | 0 | 0 |  |  | 0 | 0
0 | Supply of all valves of Boiler HP feed station valves, overflow valves, MIV valve, shutoff valve (A1,A2,B1,B2 Boilers) | 0 | - | 0 | 0 | 0 | 0 | 0 | 0 |  |  | 0 | 0
0 | Supply all valves of Boiler LP feed station valves, Overflow valves, MIV valve, shutoff valve (A1,A2,B1,B2 Boilers) | 0 | - | 0 | 0 | 0 | 0 | 0 | 0 |  |  | 0 | 0
11 | DPR for Turbine section upgrade of GT unit 5 | 0 | - | 0 | 0 | 0 | 0 | 0 | 0 |  |  | 0 | 0
0 | Supply of Turbine rotor blades 3 & 4 and Turbine stator blades 3 & 4 along with installation material (TSU) GT 5 | 0 | - | 0 | 0 | 0 | 0 | 0 | 0 |  |  | 0 | 0
12 | DPR for Replacement of Various pumps of A0 & B0 block and HP LP drum, HP LP BCP allied valves of boiler | 0 | - | 0 | 0 | 0 | 0 | 0 | 0 |  |  | 0 | 0
0 | Supply of various pumps (HP BCP , LP BCP, HP and LP Feed water pumps, preheater, evacuation pumps, CEP pumps etc Pumps (A0 and B0 Block) | 0 | - | 0 | 0 | 0 | 0 | 0 | 0 |  |  | 0 | 0
0 | Supply of HP & LP Drum and superheater safety valve, drain station valves (A1,A2,B1,B2 Boilers) | 0 | - | 0 | 0 | 0 | 0 | 0 | 0 |  |  | 0 | 0
0 | Supply of HP & LP BCP suction valves, discharge valves , NRV (A1,A2,B1,B2 Boilers) | 0 | - | 0 | 0 | 0 | 0 | 0 | 0 |  |  | 0 | 0
13 | DPR for Life extension of B0 block by replacement of LP evaporator header and tubes, boiler duct plate, B0 steam turbine free standing blades and bearing | 0 | - | 0 | 0 | 0 | 0 | 0 | 0 |  |  | 0 | 0
0 | Supply and eretion of LP Evaporator header and Tubes (B1Boiler) | 0 | - | 0 | 0 | 0 | 0 | 0 | 0 |  |  | 0 | 0
0 | Supply of boiler duct plate (B1,B2 Boiler) | 0 | - | 0 | 0 | 0 | 0 | 0 | 0 |  |  | 0 | 0
0 | Supply of Steam turbine free standing blades (B0 steam turbine) | 0 | - | 0 | 0 | 0 | 0 | 0 | 0 |  |  | 0 | 0
0 | Supply of Steam turbine Journal cum Thrust bearing (A0 Steam Turbine) | 0 | - | 0 | 0 | 0 | 0 | 0 | 0 |  |  | 0 | 0
14 | DPR for Life extension of GT Units by replacement of GT Gas ESV , Control valves and GT transmitter unit (barring gear assembly), Hand barring assembly. | 0 | - | 0 | 0 | 0 | 0 | 0 | 0 |  |  | 0 | 0
0 | Supply of GT Gas ESV & Control valve (GT 6,7 & 8) | 0 | - | 0 | 0 | 0 | 0 | 0 | 0 |  |  | 0 | 0
0 | Supply of GT Transmitter unit with Hand barring assembly (GT 5 & 6 Transmitter Unit and GT 5,6,7,8 Hand Barring assembly ) | 0 | - | 0 | 0 | 0 | 0 | 0 | 0 |  |  | 0 | 0
15 | DPR for procurement of Inconel 617 plate for mixing chambers and Replacement of GT exhaust bellows, honeycomb. | 0 | - | 0 | 0 | 0 | 0 | 0 | 0 |  |  | 0 | 0
0 | Supply of inconel 617 plate for mixing chambers (All GT) | 0 | - | 0 | 0 | 0 | 0 | 0 | 0 |  |  | 0 | 0
0 | Replacement of GT exhaust bellows and honeycomb. (GT7 & 8) | 0 | - | 0 | 0 | 0 | 0 | 0 | 0 |  |  | 0 | 0
16 | DPR for Turbine section upgrade of GT unit 7 | 0 | - | 0 | 0 | 0 | 0 | 0 | 0 |  |  | 0 | 0
0 | Supply of Turbine rotor blades 3 & 4 and Turbine stator blades 3 & 4 along with installation material (TSU) GT 7 | 0 | - | 0 | 0 | 0 | 0 | 0 | 0 |  |  | 0 | 0
17 | DPR for Supply and erection of new air compressor system with screw type compressor, HVAC system with Screw type Compressor and Stg II and Stg III DG set at GTPS Uran | 0 | - | 0 | 0 | 0 | 0 | 0 | 0 |  |  | 0 | 0
0 | Supply and erection of new Air compressor system with Screw type Compressor (Service & instrument air compressors) | 0 | - | 0 | 0 | 0 | 0 | 0 | 0 |  |  | 0 | 0
0 | Supply and erection of new HVAC system with Screw type Compressor | 0 | - | 0 | 0 | 0 | 0 | 0 | 0 |  |  | 0 | 0
0 | Supply & Errection of Stage II and Stage III DG set | 0 | - | 0 | 0 | 0 | 0 | 0 | 0 |  |  | 0 | 0
18 | DPR for Life extension of GT by procurement of Mixing chambers with installation material and Procurement of GT flametube bricks & brick holders. | 0 | - | 0 | 0 | 0 | 0 | 0 | 0 |  |  | 0 | 0
0 | Supply of Mixing chambers with installation material (GT 5) | 0 | - | 0 | 0 | 0 | 0 | 0 | 0 |  |  | 0 | 0
0 | Supply of GT Flametube bricks & brick holders (All GT) | 0 | - | 0 | 0 | 0 | 0 | 0 | 0 |  |  | 0 | 0
19 | DPR for Life extension of GT by Procurement of Compressor diaphragm rings with stator blades– 1 to 16 for GT Unit 6. | 0 | - | 0 | 0 | 0 | 0 | 0 | 0 |  |  | 0 | 0
0 | Supply of Compressor diaphragm rings with stator blades– 1 to 16 (GT 6) | 0 | - | 0 | 0 | 0 | 0 | 0 | 0 |  |  | 0 | 0
20 | DPR for Procurement of Turbine stator blades 1 & 2 and Turbine rotor blades 1 & 2 along with installation material for GT unit 5. | 0 | - | 0 | 0 | 0 | 0 | 0 | 0 |  |  | 0 | 0
0 | Supply of Turbine stator blades 1 & 2 and Turbine rotor blades 1 & 2 along with installation material (GT 5) | 0 | - | 0 | 0 | 0 | 0 | 0 | 0 |  |  | 0 | 0
21 | DPR for Procurement of Various oil pumps, water pumps of GT Units and Procurement of GT blow off valves and IGV blades along with its complete operating mechanism. | 0 | - | 0 | 0 | 0 | 0 | 0 | 0 |  |  | 0 | 0
0 | Supply of all GT pumps (MOP,JOP, Boosster pump, EOP, oil vapour fan, CW pumps, Makeup pumps, colony water pumps, drinking water pumps) for all GT | 0 | - | 0 | 0 | 0 | 0 | 0 | 0 |  |  | 0 | 0
0 | Supply of GT Blow-off valves (All GT) | 0 | - | 0 | 0 | 0 | 0 | 0 | 0 |  |  | 0 | 0
0 | Supply of IGV blades along with its complete operating mechanism (GT 5,6,8) | 0 | - | 0 | 0 | 0 | 0 | 0 | 0 |  |  | 0 | 0
22 | DPR for Life extension of GT units by Procurement of inner casing & K rings with installation material. | 0 | - | 0 | 0 | 0 | 0 | 0 | 0 |  |  | 0 | 0
0 | Supply of inner casing & K ring with installation material (Inner casing for GT 8 and All GT K ring) | 0 | - | 0 | 0 | 0 | 0 | 0 | 0 |  |  | 0 | 0
23 | DPR for CCPP process improvement by Procurement and erection of Hangers and supports of Gas skid, A0 ,B0 block and supply of various size pipelines and boiler tubes for Boiler, GT | 0 | - | 0 | 0 | 0 | 0 | 0 | 0 |  |  | 0 | 0
0 | Supply and erection of Hangers and supports (Gas skid, A0 and B0 Block) | 0 | - | 0 | 0 | 0 | 0 | 0 | 0 |  |  | 0 | 0
0 | Supply of Various size high pressure pipelines and tubes for Boiler and GT & ST | 0 | - | 0 | 0 | 0 | 0 | 0 | 0 |  |  | 0 | 0
24 | DPR for Procurement of Turbine stator blades 1 & 2 and Turbine rotor blades 1 & 2 along with installation material for GT unit 7. | 0 | - | 0 | 0 | 0 | 0 | 0 | 0 |  |  | 0 | 0
0 | Supply of Turbine rotor blades 1 & 2 and Turbine stator blades 1 & 2 along with installation material (GT7) | 0 | - | 0 | 0 | 0 | 0 | 0 | 0 |  |  | 0 | 0
25 | DPR for Life extension of GT by Procurement of complete flame tube, burners and Procurement of Luwa cooler pannels. | 0 | - | 0 | 0 | 0 | 0 | 0 | 0 |  |  | 0 | 0
0 | Supply of complete Flame tubes with Burners (Flame tubes of GT 5 and Burners of GT 7 & 8) | 0 | - | 0 | 0 | 0 | 0 | 0 | 0 |  |  | 0 | 0
0 | Supply of Luwa cooler pannels (GT 5,7,8) | 0 | - | 0 | 0 | 0 | 0 | 0 | 0 |  |  | 0 | 0
26 | DPR for Life extension of GT units by Procurement of Compressor rotor blades stage 1 - 16 for GT unit 5 & 7. | 0 | - | 0 | 0 | 0 | 0 | 0 | 0 |  |  | 0 | 0
0 | Supply of Compressor Rotor blades 1 to 16th (GT 5, 7) | 0 | - | 0 | 0 | 0 | 0 | 0 | 0 |  |  | 0 | 0
27 | DPR for Life extension of GT units by Procurement of Complete GT fasteners set and Procurement of mixing chambers with installation material for GT6. | 0 | - | 0 | 0 | 0 | 0 | 0 | 0 |  |  | 0 | 0
0 | Procurement of Complete GT Fasteners set | 0 | - | 0 | 0 | 0 | 0 | 0 | 0 |  |  | 0 | 0
0 | Supply of Mixing chambers with installation material (GT 6 ) | 0 | - | 0 | 0 | 0 | 0 | 0 | 0 |  |  | 0 | 0
28 | Reliability Improvement Schemes for Gas Turbine Power Stations, Uran. | 0 | - | 0 | 0 | 0 | 0 | 0 | 0 |  |  | 0 | 0
0 | Supply, installation & commissioning work of 17.5 KV, 7860 Amp and 60 Amp Stage 2 Generator Busbar at Gas Turbine Power Station,Uran. | 0 | - | 0 | 0 | 0 | 0 | 0 | 0 |  |  | 0 | 0
0 | Upgradation of GT-5 and GT-6 SFC and SEE system. | 0 | - | 0 | 0 | 0 | 0 | 0 | 0 |  |  | 0 | 0
0 | Upgradation of Gas Turbine Generator and Transformer protection system (2 No) | 0 | - | 0 | 0 | 0 | 0 | 0 | 0 |  |  | 0 | 0
29 | Schemes for improvement of auxiliary availability for effecient performance during running of 108 MW Stage II & 120 MW Stage III units at GTPS, Uran. | 0 | - | 0 | 0 | 0 | 0 | 0 | 0 |  |  | 0 | 0
0 | Procurement of 108 MW Stage II GT units generator rotor at GTPS, Uran. | 0 | - | 0 | 0 | 0 | 0 | 0 | 0 |  |  | 0 | 0
0 | Procurement of 1 MVA Unit Auxiliary Transformer, 570 KVA Excitation Transformer and 2 MVA Frequency Converter Transformer of Stage II GT Unit at GTPS, Uran. | 0 | - | 0 | 0 | 0 | 0 | 0 | 0 |  |  | 0 | 0
0 | Upgradation of Stage -II & III Battery Chargers. | 0 | - | 0 | 0 | 0 | 0 | 0 | 0 |  |  | 0 | 0
0 | (a) Upgradation of 4 MW DG set control system. | 0 | - | 0 | 0 | 0 | 0 | 0 | 0 |  |  | 0 | 0
30 | Procurment of insurance spare for reliability improvement at GTPS Uran | 0 | - | 0 | 0 | 0 | 0 | 0 | 0 |  |  | 0 | 0
0 | Procurement of 120 MW Stage III WHRP unit generator rotor at GTPS, Uran. | 0 | - | 0 | 0 | 0 | 0 | 0 | 0 |  |  | 0 | 0
31 | AI Based Comprehensive Infrasecure Project | 0 | - | 0 | 0 | 0 | 0 | 0 | 0 |  |  | 0 | 0
0 | AI Based Comprehensive Infrasecure Project | 0 | - | 0 | 0 | 0 | 0 | 0 | 0 |  |  | 0 | 0
32 | A0 RESTORATION | 0 | - | 0 | 0 | 0 | 0 | 0 | 0 |  |  | 0 | 0
0 | A0 RESTORATION | 0 | - | 0 | 0 | 0 | 0 | 0 | 0 |  |  | 0 | 0
0 | 0 | 0 | - | 0 | 0 | 0 | 0 | 0 | 0 |  |  | 0 | 0
0 | B) Non-DPR Schemes | 0 | - | 0 | 0 | 0 | 0 | 0 | 0 |  |  | 0 | 0
1 | CHAIR REGULAR ERGONOMICS STANDARD(4370002018)/QTY60 | N.A. | - | 0 | 0.033294 | 0.033294 | 0 | 0 | 0 |  |  | 0 | 0
2 | 2 PANEL WOODEN SIDE TABLE 2 X 4 FT(4370002023)/QTY 20 | N.A. | - | 0 | 0.034646 | 0.034646 | 0 | 0 | 0 |  |  | 0 | 0
3 | EXECUTIVE REV CHAIR(4370002025)/QTY 19 | N.A. | - | 0 | 0.0079152 | 0.0079152 | 0 | 0 | 0 |  |  | 0 | 0
4 | INDUSTRIAL CABINET WITH 4 LOCKERS(4370002025)/QTY 19 | N.A. | - | 0 | 0.028267 | 0.028267 | 0 | 0 | 0 |  |  | 0 | 0
5 | INDUSTRIAL CABINET WITH 4 LOCKERS(4370002037)/QTY 6 | N.A. | - | 0 | 0.01116 | 0.01116 | 0 | 0 | 0 |  |  | 0 | 0
6 | CHAIR REGULAR (4370002039)/QTY 51 | N.A. | - | 0 | 0.037587 | 0.037587 | 0 | 0 | 0 |  |  | 0 | 0
7 | 3 BURNER GAS STOVE IRON PAN SUPPORT(4370002320)/QTY 1 | N.A. | - | 0 | 0.00199 | 0.00199 | 0 | 0 | 0 |  |  | 0 | 0
8 | 3 BURNER GAS STOVE IRON PAN SUPPORT(4370002319)/QTY 1 | N.A. | - | 0 | 0.0007795 | 0.0007795 | 0 | 0 | 0 |  |  | 0 | 0
9 | Samsung LCD TV(2 nos, 26" in Rest House)/QTY 2 | N.A. | - | 0 | 0.019555 | 0.019555 | 0 | 0 | 0 |  |  | 0 | 0
10 | Mobile Purchase for CE GTPS/QTY 1 | N.A. | - | 0 | 0.001599 | 0.001599 | 0 | 0 | 0 |  |  | 0 | 0
11 | Walkie Talkie NO.7/QTY 7 | N.A. | - | 0 | 0.011357 | 0.011357 | 0 | 0 | 0 |  |  | 0 | 0
12 | Electronic Appliances to rest houseGTPS 4370002069/QTY 1 | N.A. | - | 0 | 0.0042198 | 0.0042198 | 0 | 0 | 0 |  |  | 0 | 0
13 | Electronic Appliances to rest house(4370002070)/QTY 1 | N.A. | - | 0 | 0.0029609 | 0.0029609 | 0 | 0 | 0 |  |  | 0 | 0
14 | COLOR LASER JET PRINTER4370002282/QTY 2 | N.A. | - | 0 | 0.00473 | 0.00473 | 0 | 0 | 0 |  |  | 0 | 0
15 | LASER LASERJET PRINTER FOR A4 PAPER(4370002057)/QTY 5 | N.A. | - | 0 | 0.003516 | 0.003516 | 0 | 0 | 0 |  |  | 0 | 0
16 | Split Air Conditioner(4370002046)GUEST HOUSE/QTY 11 | N.A. | - | 0 | 0.057773 | 0.057773 | 0 | 0 | 0 |  |  | 0 | 0
17 | LASER ALL IN ONE A4 LASER PRINTER (4370002321) POG/QTY 12 | N.A. | - | 0 | 0.0222 | 0.0222 | 0 | 0 | 0 |  |  | 0 | 0
18 | COOLER WATER THERMOSTAT 40 F-45 F TYU-5(4370002318/QTY 4 | N.A. | - | 0 | 0.0047956 | 0.0047956 | 0 | 0 | 0 |  |  | 0 | 0
19 | UV WATER PURIFIER FILTER4370002059/QTY 4 | N.A. | - | 0 | 0.031558 | 0.031558 | 0 | 0 | 0 |  |  | 0 | 0
20 | ext. of compound wall around of GTPS Uran. | N.A. | - | 0 | 0.13699 | 0.13699 | 0 | 0 | 0 |  |  | 0 | 0
21 | Supply Installation & commissioning of 11TR Water cooled air conditioning package at GT Unit # 5 & 6 LCRs /14 QTY | N.A. | - | 0 | 0.30988 | 0.30988 | 0 | 0 | 0 |  |  | 0 | 0
22 | Procurment of new Ambulance Van MH-46-BM-2746/QTY 1 | N.A. | - | 0 | 0.10754 | 0.10754 | 0 | 0 | 0 |  |  | 0 | 0
23 | DG SET ASSY KIRLOSKAR 6SL8800TA-250(4370002473)/QTY 1 | N.A. | - | 0 | 0.0477 | 0.0477 | 0 | 0 | 0 |  |  | 0 | 0
24 | 3 seater sofa set(4370002496)/QTY 2 | N.A. | - | 0 | 0.005243 | 0.005243 | 0 | 0 | 0 |  |  | 0 | 0
25 | WET AND DRY VACUUM CLEANER(4370002509)/QTY 2 | N.A. | - | 0 | 0.0046 | 0.0046 | 0 | 0 | 0 |  |  | 0 | 0
26 | Revolving Chair(4370002467)/QTY 24 | N.A. | - | 0 | 0.018348 | 0.018348 | 0 | 0 | 0 |  |  | 0 | 0
27 | Regular Chair(4370002466)/QTY 10 | N.A. | - | 0 | 0.00801 | 0.00801 | 0 | 0 | 0 |  |  | 0 | 0
28 | Scrubber Dryers(4370002495)/QTY 2 | N.A. | - | 0 | 0.0258 | 0.0258 | 0 | 0 | 0 |  |  | 0 | 0
29 | MICROWAVE OVEN CAPACITY 32 LITERS(4370002510)/QTY 1 | N.A. | - | 0 | 0.002403 | 0.002403 | 0 | 0 | 0 |  |  | 0 | 0
30 | One Seater Sofa(4370002497)/QTY 4 | N.A. | - | 0 | 0.006302 | 0.006302 | 0 | 0 | 0 |  |  | 0 | 0
31 | S-Type Chairs(4370002460)/QTY 61 | N.A. | - | 0 | 0.035685 | 0.035685 | 0 | 0 | 0 |  |  | 0 | 0
32 | INDUSTRIAL CABINET WITH 4 LOCKERS(4370002464)/QTY 19 | N.A. | - | 0 | 0.037031 | 0.037031 | 0 | 0 | 0 |  |  | 0 | 0
33 | STEEL CABINET WITH 18 LOCKER(4370002461)/QTY 14 | N.A. | - | 0 | 0.020181 | 0.020181 | 0 | 0 | 0 |  |  | 0 | 0
34 | STEEL CABINET WITH 06 LOCKER(4370002462)/QTY 21 | N.A. | - | 0 | 0.033495 | 0.033495 | 0 | 0 | 0 |  |  | 0 | 0
35 | File Cabinet(4370002463)/QTY 22 | N.A. | - | 0 | 0.040566 | 0.040566 | 0 | 0 | 0 |  |  | 0 | 0
36 | Midback Chair(4370002456)/QTY 30 | N.A. | - | 0 | 0.017514 | 0.017514 | 0 | 0 | 0 |  |  | 0 | 0
37 | S-Type(backrest made of mesh)Chair(4370002465)/QTY 20 | N.A. | - | 0 | 0.01142 | 0.01142 | 0 | 0 | 0 |  |  | 0 | 0
38 | L Type Exe. Table(4370002471)/QTY 4 | N.A. | - | 0 | 0.024892 | 0.024892 | 0 | 0 | 0 |  |  | 0 | 0
39 | Godrej interio T-104 Table(4370002472)/QTY 18 | N.A. | - | 0 | 0.042228 | 0.042228 | 0 | 0 | 0 |  |  | 0 | 0
40 | Provi & fix garden benc.@GTPS Colony.(4370002503)./QTY 35 | N.A. | - | 0 | 0.032214 | 0.032214 | 0 | 0 | 0 |  |  | 0 | 0
41 | Supply of heavy pedestal type (4370002601)/QTY 20 | N.A. | - | 0 | 0.02626 | 0.02626 | 0 | 0 | 0 |  |  | 0 | 0
42 | 2 TON CAPACITY SPLIT AC(4370002498)/QTY 8 | N.A. | - | 0 | 0.03359 | 0.03359 | 0 | 0 | 0 |  |  | 0 | 0
43 | Procurement of 16 Channel DVR at GTPS.(4370002575)/QTY 1 | N.A. | - | 0 | 0.00104 | 0.00104 | 0 | 0 | 0 |  |  | 0 | 0
44 | Procurement of Server at GTPS Uran.(4385000212)/QTY 1 | N.A. | - | 0 | 0.054766 | 0.054766 | 0 | 0 | 0 |  |  | 0 | 0
45 | CCTV Cameras and DVR at GTPS URAN (4370002677)/QTY 13 | N.A. | - | 0 | 0.0036888 | 0.0036888 | 0 | 0 | 0 |  |  | 0 | 0
46 | 3 KW Geysers (Water Heaters) (4370002733)/QTY 18 | N.A. | - | 0 | 0.00576 | 0.00576 | 0 | 0 | 0 |  |  | 0 | 0
47 | WALL MOUNTED/Matress etc .Guest house FAN 24" 230V 1440RPM(4370002713)/QTY 39 | N.A. | - | 0 | 0.011658 | 0.011658 | 0 | 0 | 0 |  |  | 0 | 0
48 | COMPLETE PROJECTOR WITH STD ACCE.(4370002703)/QTY 1 | N.A. | - | 0 | 0.0061642 | 0.0061642 | 0 | 0 | 0 |  |  | 0 | 0
49 | NAS Storage device (4370002674)/QTY 1 | N.A. | - | 0 | 0.0225 | 0.0225 | 0 | 0 | 0 |  |  | 0 | 0
50 | DYNAMIC MIC,ACCESSORIES (4370002728)/QTY 5 | N.A. | - | 0 | 0.00247 | 0.00247 | 0 | 0 | 0 |  |  | 0 | 0
51 | DESKTOP (4370002709)/QTY 10 | N.A. | - | 0 | 0.056867 | 0.056867 | 0 | 0 | 0 |  |  | 0 | 0
52 | Procurement of Computer Monitor at GTPS.4370002812/QTY 15 | N.A. | - | 0 | 0.0213 | 0.0213 | 0 | 0 | 0 |  |  | 0 | 0
53 | Procurement of Air Purifiers in PCR’s4370002804/Qty 40 | N.A. | - | 0 | 0.007 | 0.007 | 0 | 0 | 0 |  |  | 0 | 0
54 | iPad & Laptop As Per Specification 4385000561/QTY 2 | N.A. | - | 0 | 0.019458 | 0.019458 | 0 | 0 | 0 |  |  | 0 | 0
55 | Projector Screen SZIE 8 X 10 FEET(4370002710)/QTY 1 | N.A. | - | 0 | 0.0010398 | 0.0010398 | 0 | 0 | 0 |  |  | 0 | 0
56 | Supply, Installation and commissioning of SCADA System for Raw and DM water plant at Water Treatment Plant, GTPS, Uran. | 0 | - | 0 | 0 | 0 | 0 | 0 | 0 |  |  | 0 | 0
57 | Supply, Installation and commissioning of Battery chargers at stage II at GTPS Uran | 0 | - | 0 | 0 | 0 | 0 | 0 | 0 |  |  | 0 | 0
58 | Up gradation of old Generator Protection System with Advance Series Microprocessor based system, GTPS Uarn | 0 | - | 0 | 0 | 0 | 0 | 0 | 0 |  |  | 0 | 0
59 | NABL laboratory set up including required instruments along with furniture and other accessories at WT Plant, GTPS, Uran. | 0 | - | 0 | 0 | 0 | 0 | 0 | 0 |  |  | 0 | 0
60 | Providing and applying of chemical resistance coating to the internal surface of soft water storage tank at Water Treatment Plant, GTPS Uran | 0 | - | 0 | 0 | 0 | 0 | 1.4408 | 1.4408 |  |  | 1.4408 | 0
61 | CCPP Process improvement through application of Thermal insulation for WHRP Boiler/GT exhaust area at GTPS, Uran | 0 | - | 0 | 0 | 0 | 0 | 0.85669 | 0.85669 |  |  | 0.85669 | 0
62 | Procurement of grass cutting machine (Petrol engine) at GTPS, Uran. | 0 | - | 0 | 0 | 0 | 0 | 0.011328 | 0.011328 |  |  | 0.011328 | 0
63 | Procurement of dedicated server for DSM System at GTPS Uran. | 0 | - | 0 | 0 | 0 | 0 | 0.0934 | 0.0934 |  |  | 0.0934 | 0
64 | Procurement of Water Purifier | 0 | - | 0 | 0 | 0 | 0 | 0.000803 | 0.000803 |  |  | 0.000803 | 0
65 | Procurement of 1.5T SPLIT AC | 0 | - | 0 | 0 | 0 | 0 | 0.0282 | 0.0282 |  |  | 0.0282 | 0
66 | MOBILE PHONE FOR SHIFT I/C | 0 | - | 0 | 0 | 0 | 0 | 0.0013999 | 0.0013999 |  |  | 0.0013999 | 0
67 | MOBILE PHONE FOR SHIFT I/C | 0 | - | 0 | 0 | 0 | 0 | 0.0013499 | 0.0013499 |  |  | 0.0013499 | 0
68 | MOBILE PHONE FOR SHIFT I/C | 0 | - | 0 | 0 | 0 | 0 | 0.0013499 | 0.0013499 |  |  | 0.0013499 | 0
69 | Procurement of CCTV camera | 0 | - | 0 | 0 | 0 | 0 | 0.0051684 | 0.0051684 |  |  | 0.0051684 | 0
70 | Procurement of Desktop PC’s at GTPS URAN. | 0 | - | 0 | 0 | 0 | 0 | 0.084569 | 0.084569 |  |  | 0.084569 | 0
71 | Procurement of 4 channel DVR & 4 cctv camera | 0 | - | 0 | 0 | 0 | 0 | 0.00147 | 0.00147 |  |  | 0.00147 | 0
72 | Procurement of 8 channel mini DVR | 0 | - | 0 | 0 | 0 | 0 | 0.0012492 | 0.0012492 |  |  | 0.0012492 | 0
73 | Procurement of MOBILE PHONE | 0 | - | 0 | 0 | 0 | 0 | 0.0015 | 0.0015 |  |  | 0.0015 | 0
74 | Procurement of Monitors at GTPS URAN. | 0 | - | 0 | 0 | 0 | 0 | 0.00101 | 0.00101 |  |  | 0.00101 | 0
75 | Supply of Thinclients on Buyback for Uran GTPS | 0 | - | 0 | 0 | 0 | 0 | 0.12118 | 0.12118 |  |  | 0.12118 | 0
76 | FY23-24 | 0 | - | 0 | 0 | 0 | 0 | 0 | 0 |  |  | 0 | 0
77 | PORT FIRE EXT ABC COMP EN3 AFFF - COMPOSITE CAPACITY 9 LTR 9KG | 0 | - | 0 | 0 | 0 | 0 | 0 | 0 |  |  | 0 | 0
78 | Procurement of Thermal Imaging Camera for Condition Monitoring of machine at GTPS,Uran. | 0 | - | 0 | 0 | 0 | 0 | 0 | 0 |  |  | 0 | 0
79 | DIGITAL ULTRASONIC FLOW METER | 0 | - | 0 | 0 | 0 | 0 | 0 | 0 |  |  | 0 | 0
80 | MEASURING &DISPLAYING HANDHELD INST | 0 | - | 0 | 0 | 0 | 0 | 0 | 0 |  |  | 0 | 0
81 | Approval for procuring Thickness measurment gauge,Portable flow meter and Vibration meter for GTPS, Uran | 0 | - | 0 | 0 | 0 | 0 | 0 | 0 |  |  | 0 | 0
82 | Supply, installation and commissioning of 1.5 ton Window Air Conditioner and 1.5 Ton Split Air conditioners with inverter technology at GTPS Uran. | 0 | - | 0 | 0 | 0 | 0 | 0 | 0 |  |  | 0 | 0
83 | Procurement of monitors at GTPS Uran | 0 | - | 0 | 0 | 0 | 0 | 0 | 0 |  |  | 0 | 0
84 | Procurement of Desktop PC’s and Laptop at GTPS Uran | 0 | - | 0 | 0 | 0 | 0 | 0 | 0 |  |  | 0 | 0
85 | SUPPLY & INSTALLATION OF VC SETUP AND INTERACTIVE DISPLAY FOR GTPS URAN | 0 | - | 0 | 0 | 0 | 0 | 0 | 0 |  |  | 0 | 0
86 | Supply, installation and commissioning of water purifiers and water purifier cum cooler at GTPS Uran. | 0 | - | 0 | 0 | 0 | 0 | 0 | 0 |  |  | 0 | 0
87 | Urgent procurement and installation of UV Water Purifier cum cooler at GTPS, Uran on confirmatory basis. | 0 | - | 0 | 0 | 0 | 0 | 0 | 0 |  |  | 0 | 0
88 | Supply, installation and commissioning of RO+UV+UF Storage Type Water Purifiers at GTPS,Uran. | 0 | - | 0 | 0 | 0 | 0 | 0 | 0 |  |  | 0 | 0
89 | Procurement of Hot air oven for general laboratory at Water Treatment Plant, GTPS,Uran | 0 | - | 0 | 0 | 0 | 0 | 0 | 0 |  |  | 0 | 0
90 | Supply of Plastic Chair and Dinning table at Guest House & new dormitory of GTPS Uran. | 0 | - | 0 | 0 | 0 | 0 | 0 | 0 |  |  | 0 | 0
91 | Procurement of Desktop PC’s and Laptop at GTPS Uran | 0 | - | 0 | 0 | 0 | 0 | 0 | 0 |  |  | 0 | 0
92 | COLOR LASER JET PRINTERADMIN BUILDING | 0 | - | 0 | 0 | 0 | 0 | 0 | 0 |  |  | 0 | 0
93 | DEEP FREEZER CAP 205 LITERSGuest House | 0 | - | 0 | 0 | 0 | 0 | 0 | 0 |  |  | 0 | 0
94 | CCTV, DVR , CCTV CableGuest HO&Club HO | 0 | - | 0 | 0 | 0 | 0 | 0 | 0 |  |  | 0 | 0
95 | Supply installation, commissioning and testing of 220 V, 800 Ah Ni-Cadmium/ 220 V, 965 Ah Plante Type battery sets for Stage III WHRP 120 MW A0 & B0 Units at Gas Turbine Power Station, Uran. | 0 | - | 0 | 0 | 0 | 0 | 0 | 0 |  |  | 0 | 0
96 | Supply, installation and commissioning of Actuators for HP bypass, LP bypass and HP bypass injection spray control valve at GTPS, Uran. | 0 | - | 0 | 0 | 0 | 0 | 0 | 0 |  |  | 0 | 0
97 | Procurement of rotating blades of 29th, 30th and 31st stage (along with installation materials) for 120MW KWU Steam Turbine B-0 at GTPS, Uran | 0 | - | 0 | 0 | 0 | 0 | 0 | 0 |  |  | 0 | 0
| Total |  |  |  | 56.4055 | 47.8855 | 8.52 | 17.4021 | 17.4021 | 0 | 0 | 17.4021 | 8.52
FY 2023-24
a) DPR Schemes
(i) Submitted to MERC
1 | Up gradation of Gas Turbine Automation system, SFC and Excitation system | MERC/CAPEX/20122013/02285 | 2013-01-09 | 23.31 | 0 | 0 | 0 | 0 | 0 |  |  | 0 | 0 | 0 | 0
1.1 | Up-gradation of GT Automation System (Automation System PPA T3000) for Unit - 8 Stage-II | MERC/CAPEX/20122013/02285 | 2013-01-09 | 12.4 | 11.25 | 11.25 | 0 | 0 | - |  |  | 0 | 0 | 0 | 0
1.2 | Up-Gradation of Starting Frequency Converter & Static Excitation Equipment for GT-7 & GT-8 of Stage-II | MERC/CAPEX/20122013/02285 | 2013-01-09 | 10.91 | 9.87 | 9.87 | 0 | 0 | - |  |  | 0 | 0 | 0 | 0
2 | Procurement of Turbine 1st & 2nd stage blades for Gas Turbine U#6 | MERC/TECH 1/CAPEX/20142015/00087 | 2014-04-10 | 17.21 | 0 | 0 | 0 | 0 | 0 |  |  | 0 | 0 | 0 | 0
2.1 | Procurement of Turbine 1st & 2nd stage blades for Gas Turbine U#6 | MERC/TECH 1/CAPEX/20142015/00087 | 2014-04-10 | 17.21 | 17.5525 | 17.5525 | 0 | 0 | - |  |  | 0 | 0 | 0 | 0
3 | A0/B0 WHRP Unit Automation at GTPS Uran | MERC/CAPEX/20172018/4321 | 2017-10-11 | 24.6 | 0 | 0 | 0 | 0 | 0 |  |  | 0 | 0 | 0 | 0
3.1 | Supply of Siemens automation system and operation, monitoring and information system (SPPA-T3000 DCS) along with all necessary accessories for up-gradation and 10% mandatory spares. | MERC/CAPEX/20172018/4321 | 2017-10-11 | 20.39 | 8.52 | 0 | 8.52 | 8.5237 | 8.5237 |  |  | 8.5237 | 8.52 | 8.5237 | 0
3.2 | Service price for design, engineering, testing, erection, supervision, commissioning and training. | MERC/CAPEX/20172018/4321 | 2017-10-11 | 3.57 | 0 | 0 | 0 | 0.75469 | 0.75469 |  |  | 0.75469 | 0 | 0.75469 | 0
0 | IDC | MERC/CAPEX/20172018/4321 | 2017-10-11 | 0.64 | 0 | 0 | 0 | 1.1987 | 1.1987 |  |  | 1.1987 | 0 | 0.64 | 0.55868
4 | Renovation of Gas Turbine Air Intake System (Filter house for two units) at GTPS Uran | MERC/CAPEX/20172018/4645 | 2017-11-10 | 17 | 0 | 0 | 0 | 0 | 0 |  |  | 0 | 0 | 0 | 0
4.1 | SUPPLY & Work COST for 2 GT Units. | MERC/CAPEX/20172018/4645 | 2017-11-10 | 17 | 0 | 0 | 0 | 0 | - |  |  | 0 | 0 | 0 | 0
0 | 0 | 0 | - | 0 | 0 | 0 | 0 | 0 | - |  |  | 0 | 0 | 0 | 0
5 | Procurement of compressor rotor blades and tie rod with front hollow shaft for GT Unit No. 8 at GTPS Uran | MERC/CAPEX/20172018/0151 | 2018-01-31 | 19.197 | 0 | 0 | 0 | 0 | 0 |  |  | 0 | 0 | 0 | 0
5.1 | Procurement of GT-8 Compressor rotor blades (complete set) | MERC/CAPEX/20172018/0151 | 2018-01-31 | 9.04 | 7.6515 | 7.6515 | 0 | 0 | - |  |  | 0 | 0 | 0 | 0
5.2 | Procurement of GT-8 Tie rod & front hollow shaft along with installation materials | MERC/CAPEX/20172018/0151 | 2018-01-31 | 9.806 | 9.0831 | 9.0831 | 0 | 0 | 0 |  |  | 0 | 0 | 0 | 0
0 | IDC | MERC/CAPEX/20172018/0151 | 2018-01-31 | 0.351 | 2.1674 | 2.1674 | 0 | 0 | 0 |  |  | 0 | 0 | 0 | 0
6 | Upgradation of Automation Systems of GT-7 & Static Excitation Equipment of B0 Unit at GTPS Uran | MERC/CAPEX/2019-2020/422 | 2019-07-29 | 22.57 | 0 | 0 | 0 | 0 | 0 |  |  | 0 | 0 | 0 | 0
6.1 | Up-gradation of GT Automation System for Unit – 7 (Stage – II) | MERC/CAPEX/2019-2020/422 | 2019-07-29 | 15.62 | 0 | 0 | 0 | 0 | 0 |  |  | 0 | 0 | 0 | 0
6.2 | Up-gradation of B0 Static Excitation System for Stage – III | MERC/CAPEX/2019-2020/422 | 2019-07-29 | 6.43 | 0 | 0 | 0 | 0 | - |  |  | 0 | 0 | 0 | 0
0 | IDC | MERC/CAPEX/2019-2020/422 | 2019-07-29 | 0.52 | 0 | 0 | 0 | 0 | - |  |  | 0 | 0 | 0 | 0
7 | Procurement of MOH Spares & Insurance Spares for Unit-8 at GTPS Uran | MERC/CAPEX/2019-2020/121 | 2020-02-04 | 36.1381 | 0 | 0 | 0 | 0 | 0 |  |  | 0 | 0 | 0 | 0
7.1 | GT Unit no.8 Major Over Haul (MOH) Spares | MERC/CAPEX/2019-2020/121 | 2020-02-04 | 22.1782 | 0 | 0 | 0 | 0 | 0 |  |  | 0 | 0 | 0 | 0
7.2 | GT Unit no.8 Insurance Spares | MERC/CAPEX/2019-2020/121 | 2020-02-04 | 13.9599 | 1.2729 | 1.2729 | 0 | 1.5697 | 1.5697 |  |  | 1.5697 | 0 | 1.5697 | 0
0 | IDC | MERC/CAPEX/2019-2020/121 | 2020-02-04 | 0 | 0 | 0 | 0 | 0 | 0 |  |  | 0 | 0 | 0 | 0
8 | Implementation of Energy Saving Scheme with VFD for HP Feed Water Pump (HPFWP) and Condensate Extraction Pumps (CEP) for Stage-III at GTPS, Uran | MERC/CAPEX/2020-21/WFH/SBR/1 | 2020-04-21 | 11.206 | 0 | 0 | 0 | 0 | 0 |  |  | 0 | 0 | 0 | 0
8.1 | Implementation of VFD with Bypass system for HP Feed Water Pumps (HPFWP) and Condensate Extraction Pumps (CEP) for St-III at GTPS, Uran.(Supply + Works) | MERC/CAPEX/2020-21/WFH/SBR/1 | 2020-04-21 | 10.856 | 0 | 0 | 0 | 0 | - |  |  | 0 | 0 | 0 | 0
0 | IDC | MERC/CAPEX/2020-21/WFH/SBR/1 | 2020-04-21 | 0.35 | 0 | 0 | 0 | 0 | - |  |  | 0 | 0 | 0 | 0
9 | Plant Civil Works & Renovation of Colony Civil Works at GTPS Uran | MERC/CAPEX/FY 2021-22/MSPGCL /25 | 2022-02-17 | 19.2812 | 0 | 0 | 0 | 0 | 0 |  |  | 0 | 0 | 0 | 0
9.1 | Renovations, refurbishment of Residential colony at GTPS, Uran. | MERC/CAPEX/FY 2021-22/MSPGCL /25 | 2022-02-17 | 7.5638 | 0 | 0 | 0 | 0 | 0 |  |  | 0 | 0 | 0 | 0
9.1.1 | Providing weather shed over the parpet at Type-I, Type-II, Type-D, Type- III & Type-IV quarters at GTPS , Uran. | 0 | - | 1.4278 | 0 | 0 | 0 | 1.41 | 1.41 |  |  | 1.41 | 0
0 | IDC | 0 | - | 0 | 0 | 0 | 0 | 0.031792 | 0.031792 |  |  | 0.031792 | 0
9.1.2 | Providing vitrified flooring to Type-I, Type-II, Type-D, Type- III & E quarters at GTPS , Uran. | 0 | - | 2.0178 | 0 | 0 | 0 | 1.8759 | 1.8759 |  |  | 1.8759 | 0
0 | IDC | 0 | - | 0 | 0 | 0 | 0 | 0 | 0 |  |  | 0 | 0
9.1.3 | Renovation/ Refurbishment including internal structural strangthing of Type-I, Type-II, Type-D, Type- III & Type- E & F quarters at GTPS , Uran. | 0 | - | 0.885 | 0 | 0 | 0 | 0.56362 | 0.56362 |  |  | 0.56362 | 0
0 | IDC | 0 | - | 0 | 0 | 0 | 0 | 0 | 0 |  |  | 0 | 0
9.1.4 | External face-lifting including structural strengthening to walls and RCC structures of TYPE-I, TYPE-II, & D-TYPE quarters: | 0 | - | 3.2332 | 0 | 0 | 0 | 0 | 0 |  |  | 0 | 0
9.2 | Internal colony Road at GTPS, Uran. | MERC/CAPEX/FY 2021-22/MSPGCL /25 | 2022-02-17 | 1.0974 | 0 | 0 | 0 | 1.0383 | 1.0383 |  |  | 1.0383 | 0 | 1.0383 | 0
9.3 | Renovation of sanitary system including Replacing sanitary and storm water drainage pipelines in colony area. | MERC/CAPEX/FY 2021-22/MSPGCL /25 | 2022-02-17 | 1.5458 | 0 | 0 | 0 | 0 | 0 |  |  | 0 | 0 | 0 | 0
9.4 | Renovations, refurbishment of Recreation Club Building in colony at GTPS Uran | MERC/CAPEX/FY 2021-22/MSPGCL /25 | 2022-02-17 | 0 | 0 | 0 | 0 | 0 | 0 |  |  | 0 | 0 | 0 | 0
9.5 | Strengthening to steel structures by epoxy painting within the plant area at GTPS, Uran | MERC/CAPEX/FY 2021-22/MSPGCL /25 | 2022-02-17 | 1.5104 | 0 | 0 | 0 | 1.3038 | 1.3038 |  |  | 1.3038 | 0 | 1.3038 | 0
10 | Procurement of Turbine Rotor blades of all 4 stages & Compressor Rotor blades set (along with installation materials) for GT Unit no.7 at GTPS Uran | MERC/CAPEX/FY 2022-23/0162 | 2022-04-18 | 36.9 | 0 | 0 | 0 | 0 | 0 |  |  | 0 | 0 | 0 | 0
10.1 | Procurement of Turbine Rotor blades of all 4 stages & Compressor Rotor blades set (along with installation materials) for GT Unit no.7 at GTPS Uran | MERC/CAPEX/FY 2022-23/0162 | 2022-04-18 | 36.43 | 0 | 0 | 0 | 0 | 0 |  |  | 0 | 0 | 0 | 0
0 | IDC | MERC/CAPEX/FY 2022-23/0162 | 2022-04-18 | 0.47 | 0 | 0 | 0 | 0 | 0 |  |  | 0 | 0 | 0 | 0
HO DPR 8 | Replacement of Fire Tenders at Various Power Stations of Mahagenco | MERC/CAPEX/20172018/4653 | 2017-11-13 | 2.5 | 0 | 0 | 0 | 0 | 0 |  |  | 0 | 0 | 0 | 0
HO DPR 8.2 | Normal Multipurpose Fire Tender | MERC/CAPEX/20172018/4653 | 2017-11-13 | 2.5 | 2.1847 | 2.1847 | 0 | 0 | 0 |  |  | 0 | 0 | 0 | 0
0 | IDC | MERC/CAPEX/20172018/4653 | 2017-11-13 | 0 | 0.042562 | 0.042562 | 0 | 0 | 0 |  |  | 0 | 0 | 0 | 0
HO DPR-10 | Implementation of IB recommendations- Civil works at various TPS of Mahagenco | MERC/CAPEX/20172018/0177 | 2018-02-06 | 0.944 | 0 | 0 | 0 | 0 | 0 |  |  | 0 | 0 | 0 | 0
HO DPR 10.1 | GTPS Uran | MERC/CAPEX/20172018/0177 | 2018-02-06 | 0.944 | 0 | 0 | 0 | 0 | 0 |  |  | 0 | 0 | 0 | 0
0 | IDC | MERC/CAPEX/20172018/0177 | 2018-02-06 | 0 | 0 | 0 | 0 | 0 | 0 |  |  | 0 | 0 | 0 | 0
HO DPR 11 | Construction of new Administrative Building for Mahagenco at Vidyut Bhawan, Katol Road, Nagpur | MERC/CAPEX/2021-2022/MSPGCL/063 | 2022-02-12 | 57 | 0 | 0 | 0 | 0 | 0 |  |  | 0 | 0 | 0 | 0
HO DPR 11.1 | Construction of new Administrative Building for Mahagenco at Vidyut Bhawan, Katol Road, Nagpur | MERC/CAPEX/2021-2022/MSPGCL/063 | 2022-02-12 | 54.24 | 0 | 0 | 0 | 0 | 0 |  |  | 0 | 0
0 | IDC | MERC/CAPEX/2021-2022/MSPGCL/063 | 2022-02-12 | 2.76 | 0 | 0 | 0 | 0 | 0 |  |  | 0 | 0
HO DPR 12 | Centralized Monitoring Solution | MERC/CAPEX/MSPGCL/2023-24/0576 | 2023-11-02 | 69.309 | 0 | 0 | 0 | 0 | 0 |  |  | 0 | 0
HO DPR 12.1 | Centralized Monitoring Solution | MERC/CAPEX/MSPGCL/2023-24/0576 | 2023-11-02 | 66.009 | 0 | 0 | 0 | 0 | 0 |  |  | 0 | 0
0 | IDC | MERC/CAPEX/MSPGCL/2023-24/0576 | 2023-11-02 | 3.3 | 0 | 0 | 0 | 0 | 0 |  |  | 0 | 0
0 | (ii) Yet to be submitted to MERC | 0 | - | 0 | 0 | 0 | 0 | 0 | 0 |  |  | 0 | 0
1 | Procurement of GT blades & other essential GT Hot gas components | 0 | - | 0 | 0 | 0 | 0 | 0 | 0 |  |  | 0 | 0
0 | 1) Procurement of GT Stator blades of stages 1&2 | 0 | - | 0 | 0 | 0 | 0 | 0 | 0 |  |  | 0 | 0
0 | 2) Procurement of Bricks / Tiles & tile holders for GT | 0 | - | 0 | 0 | 0 | 0 | 0 | 0 |  |  | 0 | 0
0 | 3) Procurement of mixing chambers (02 Nos) | 0 | - | 0 | 0 | 0 | 0 | 0 | 0 |  |  | 0 | 0
0 | 14) Procurement of stage2 rotor blades | 0 | - | 0 | 0 | 0 | 0 | 0 | 0 |  |  | 0 | 0
2 | Procurement of all 16 stage Compressor Diaphragms | 0 | - | 0 | 0 | 0 | 0 | 0 | 0 |  |  | 0 | 0
3 | Procurement of insurance spares for GT units | 0 | - | 0 | 0 | 0 | 0 | 0 | 0 |  |  | 0 | 0
0 | 1) Procurement of Inconel plates | 0 | - | 0 | 0 | 0 | 0 | 0 | 0 |  |  | 0 | 0
0 | 2) Procurement of Inner casing washers | 0 | - | 0 | 0 | 0 | 0 | 0 | 0 |  |  | 0 | 0
0 | 3) Procurement of Upper conical section | 0 | - | 0 | 0 | 0 | 0 | 0 | 0 |  |  | 0 | 0
0 | 4) Procurement of LUWA cooler panels | 0 | - | 0 | 0 | 0 | 0 | 0 | 0 |  |  | 0 | 0
0 | 5) Procurement of Burners | 0 | - | 0 | 0 | 0 | 0 | 0 | 0 |  |  | 0 | 0
0 | 6) Procurement of K rings | 0 | - | 0 | 0 | 0 | 0 | 0 | 0 |  |  | 0 | 0
0 | 7) GT Fasteners (Mixing chamber, dome fastners) | 0 | - | 0 | 0 | 0 | 0 | 0 | 0 |  |  | 0 | 0
0 | 8) Procurement of Blow off valves | 0 | - | 0 | 0 | 0 | 0 | 0 | 0 |  |  | 0 | 0
0 | 9) Procurement of two Flame tubes for one GT unit | 0 | - | 0 | 0 | 0 | 0 | 0 | 0 |  |  | 0 | 0
4 | Procurement of various spares & retrofitting of existing systems for reliability improvement of WHRP Boilers at GTPS Uran | 0 | - | 0 | 0 | 0 | 0 | 0 | 0 |  |  | 0 | 0
0 | 1) HP BCP (4 Nos) , LP BCP (4 Nos) pump set | 0 | - | 0 | 0 | 0 | 0 | 0 | 0 |  |  | 0 | 0
0 | 2) Preheat pump set ,DM make up pump set, clean drain pump set and CEP pump set | 0 | - | 0 | 0 | 0 | 0 | 0 | 0 |  |  | 0 | 0
0 | 3) Complete Boiler (2 Nos) duct plate replacement | 0 | - | 0 | 0 | 0 | 0 | 0 | 0 |  |  | 0 | 0
0 | 4) Insulation replacement of A1 and B2 boiler. | 0 | - | 0 | 0 | 0 | 0 | 0 | 0 |  |  | 0 | 0
0 | 5) Chimeny insulation of A1,B1 and B2 boiler | 0 | - | 0 | 0 | 0 | 0 | 0 | 0 |  |  | 0 | 0
0 | 6) A1 boiler LP evaporator tube replacement work. | 0 | - | 0 | 0 | 0 | 0 | 0 | 0 |  |  | 0 | 0
0 | 7)B2 boiler HP Evaporator and HP Economiser sagged and need to be replaced | 0 | - | 0 | 0 | 0 | 0 | 0 | 0 |  |  | 0 | 0
0 | 8) B1 boiler Hp evaporator tube sagged and need to be replaced | 0 | - | 0 | 0 | 0 | 0 | 0 | 0 |  |  | 0 | 0
0 | 9) Seal Air FAN WITH MOTOR | 0 | - | 0 | 0 | 0 | 0 | 0 | 0 |  |  | 0 | 0
0 | 10) B1 and B2 Boiler BID and BYD Damper Control System Upgradation. | 0 | - | 0 | 0 | 0 | 0 | 0 | 0 |  |  | 0 | 0
5 | Supply, Erection & commissioning for GT Unit-5,6, WHRP Unit A0 Automation Up-gradation and up-gradation of 120MW A0 Unit SEE system | 0 | - | 0 | 0 | 0 | 0 | 0 | 0 |  |  | 0 | 0
0 | 1) Supply, Erection & commissioning for GT Unit-5 Automation Up-gradation at GTPS, Uran. | 0 | - | 0 | 0 | 0 | 0 | 0 | 0 |  |  | 0 | 0
0 | 2) Supply, Erection & commissioning for GT Unit-6 Automation Up-gradation at GTPS, Uran. | 0 | - | 0 | 0 | 0 | 0 | 0 | 0 |  |  | 0 | 0
0 | 3) Supply, Erection & commissioning for WHRP Unit- A0 Automation Up-gradation at GTPS, Uran. | 0 | - | 0 | 0 | 0 | 0 | 0 | 0 |  |  | 0 | 0
0 | 4) Up-gradation of 120MW A0 Unit SEE system at GTPS, Uran. | 0 | - | 0 | 0 | 0 | 0 | 0 | 0 |  |  | 0 | 0
6 | Procurement of Steam Turbine spares for A0 restoaration at GTPS, Uran. (Procurement of Stator, Rotor casing alongwith blades & Bearing.) | 0 | - | 0 | 0 | 0 | 0 | 0 | 0 |  |  | 0 | 0
7 | Procurement of various spares & retrofitting of existing systems for reliability improvement of CCPP units at GTPS Uran | 0 | - | 0 | 0 | 0 | 0 | 0 | 0 |  |  | 0 | 0
0 | 1) Modification of HT LT Radiators of 4MW DG set. | 0 | - | 0 | 0 | 0 | 0 | 0 | 0 |  |  | 0 | 0
0 | 2) MODIFIED Air FILTERS FOR GT UNITS | 0 | - | 0 | 0 | 0 | 0 | 0 | 0 |  |  | 0 | 0
0 | 3) Procurement of Oil Separator (2 Nos.) | 0 | - | 0 | 0 | 0 | 0 | 0 | 0 |  |  | 0 | 0
0 | 4) CCR and Admin HVAC system replacement work | 0 | - | 0 | 0 | 0 | 0 | 0 | 0 |  |  | 0 | 0
0 | 5) ACW pumps and Pipeline procurement and replacement | 0 | - | 0 | 0 | 0 | 0 | 0 | 0 |  |  | 0 | 0
0 | 6) Procurement and Replacement work of corroded cooling water line, Firefighting pipeline in the plant. | 0 | - | 0 | 0 | 0 | 0 | 0 | 0 |  |  | 0 | 0
0 | 7) Fixed Fire fighting installation at Gas skid near MM Section | 0 | - | 0 | 0 | 0 | 0 | 0 | 0 |  |  | 0 | 0
0 | 8) Fixed Fire fighting installation at Gas skid near Unit -5 A1 Boiler | 0 | - | 0 | 0 | 0 | 0 | 0 | 0 |  |  | 0 | 0
0 | 9) Replacment of CO2 flooding system with advance system at Unit-5,6,7,8 | 0 | - | 0 | 0 | 0 | 0 | 0 | 0 |  |  | 0 | 0
0 | 10) Stage II EOP motor | 0 | - | 0 | 0 | 0 | 0 | 0 | 0 |  |  | 0 | 0
0 | 11) Evacuation pump motor | 0 | - | 0 | 0 | 0 | 0 | 0 | 0 |  |  | 0 | 0
0 | 12) St III Boiler Hydac Pump motor | 0 | - | 0 | 0 | 0 | 0 | 0 | 0 |  |  | 0 | 0
0 | 13) LT BREAKER ST II (1600) AMP | 0 | - | 0 | 0 | 0 | 0 | 0 | 0 |  |  | 0 | 0
0 | 14) LT BREAKER ST III and WTP (3200) AMP | 0 | - | 0 | 0 | 0 | 0 | 0 | 0 |  |  | 0 | 0
0 | 15) Battery replacement | 0 | - | 0 | 0 | 0 | 0 | 0 | 0 |  |  | 0 | 0
0 | 16) Rennovation of AC plant piping | 0 | - | 0 | 0 | 0 | 0 | 0 | 0 |  |  | 0 | 0
0 | 17) Up gradation Of Old Generator Protection System with Advance Series Microprocessor based System for GT at GTPS Uran | 0 | - | 0 | 0 | 0 | 0 | 0 | 0 |  |  | 0 | 0
0 | 18) Supply, Installation and commissioning of battery chargers at Stage-II at GTPS,Uran. | 0 | - | 0 | 0 | 0 | 0 | 0 | 0 |  |  | 0 | 0
0 | 19) Procurement of on-line dissolve oxygen, pH & conductivity measurement with transmitter for boiler and steam turbine at GTPS Uran | 0 | - | 0 | 0 | 0 | 0 | 0 | 0 |  |  | 0 | 0
0 | 20) Procurement of Optical Gas Leak imaging Camera for gas leak detection at GTPS,Uran. | 0 | - | 0 | 0 | 0 | 0 | 0 | 0 |  |  | 0 | 0
0 | 21) Procurement of HP and LP bypass control valve actuator and HP bypass spray control valve actuator at GTPS uran (3 No) | 0 | - | 0 | 0 | 0 | 0 | 0 | 0 |  |  | 0 | 0
0 | 22) New SCADA system for WTP operation at GTPS Uran | 0 | - | 0 | 0 | 0 | 0 | 0 | 0 |  |  | 0 | 0
0 | 23) Replacement of existing field instruments of WTP ( level transmitters, level switches, pH meter with sensor, flow meters and Transmittres,conductivity meter with sensors, dissolve oxygen meter with sensors, pressure gauges, pneumatic valves with feedback) at GTPS Uran | 0 | - | 0 | 0 | 0 | 0 | 0 | 0 |  |  | 0 | 0
8 | DPR-1 DPR for Condenser Vacuum imrovement by procurement and erection/Upgradation of ACC pannels of A0 Unit | 0 | - | 0 | 0 | 0 | 0 | 0 | 0 |  |  | 0 | 0
9 | Supply and erection of ACC Pannels/ Upgradation (A0 ACC Pannels) | 0 | - | 0 | 0 | 0 | 0 | 0 | 0 |  |  | 0 | 0
10 | DPR for Replacement of HP and LP cycle valves of Boilers. | 0 | - | 0 | 0 | 0 | 0 | 0 | 0 |  |  | 0 | 0
0 | Supply of all valves of Boiler HP feed station valves, overflow valves, MIV valve, shutoff valve (A1,A2,B1,B2 Boilers) | 0 | - | 0 | 0 | 0 | 0 | 0 | 0 |  |  | 0 | 0
0 | Supply all valves of Boiler LP feed station valves, Overflow valves, MIV valve, shutoff valve (A1,A2,B1,B2 Boilers) | 0 | - | 0 | 0 | 0 | 0 | 0 | 0 |  |  | 0 | 0
11 | DPR for Turbine section upgrade of GT unit 5 | 0 | - | 0 | 0 | 0 | 0 | 0 | 0 |  |  | 0 | 0
0 | Supply of Turbine rotor blades 3 & 4 and Turbine stator blades 3 & 4 along with installation material (TSU) GT 5 | 0 | - | 0 | 0 | 0 | 0 | 0 | 0 |  |  | 0 | 0
12 | DPR for Replacement of Various pumps of A0 & B0 block and HP LP drum, HP LP BCP allied valves of boiler | 0 | - | 0 | 0 | 0 | 0 | 0 | 0 |  |  | 0 | 0
0 | Supply of various pumps (HP BCP , LP BCP, HP and LP Feed water pumps, preheater, evacuation pumps, CEP pumps etc Pumps (A0 and B0 Block) | 0 | - | 0 | 0 | 0 | 0 | 0 | 0 |  |  | 0 | 0
0 | Supply of HP & LP Drum and superheater safety valve, drain station valves (A1,A2,B1,B2 Boilers) | 0 | - | 0 | 0 | 0 | 0 | 0 | 0 |  |  | 0 | 0
0 | Supply of HP & LP BCP suction valves, discharge valves , NRV (A1,A2,B1,B2 Boilers) | 0 | - | 0 | 0 | 0 | 0 | 0 | 0 |  |  | 0 | 0
13 | DPR for Life extension of B0 block by replacement of LP evaporator header and tubes, boiler duct plate, B0 steam turbine free standing blades and bearing | 0 | - | 0 | 0 | 0 | 0 | 0 | 0 |  |  | 0 | 0
0 | Supply and eretion of LP Evaporator header and Tubes (B1Boiler) | 0 | - | 0 | 0 | 0 | 0 | 0 | 0 |  |  | 0 | 0
0 | Supply of boiler duct plate (B1,B2 Boiler) | 0 | - | 0 | 0 | 0 | 0 | 0 | 0 |  |  | 0 | 0
0 | Supply of Steam turbine free standing blades (B0 steam turbine) | 0 | - | 0 | 0 | 0 | 0 | 0 | 0 |  |  | 0 | 0
0 | Supply of Steam turbine Journal cum Thrust bearing (A0 Steam Turbine) | 0 | - | 0 | 0 | 0 | 0 | 0 | 0 |  |  | 0 | 0
14 | DPR for Life extension of GT Units by replacement of GT Gas ESV , Control valves and GT transmitter unit (barring gear assembly), Hand barring assembly. | 0 | - | 0 | 0 | 0 | 0 | 0 | 0 |  |  | 0 | 0
0 | Supply of GT Gas ESV & Control valve (GT 6,7 & 8) | 0 | - | 0 | 0 | 0 | 0 | 0 | 0 |  |  | 0 | 0
0 | Supply of GT Transmitter unit with Hand barring assembly (GT 5 & 6 Transmitter Unit and GT 5,6,7,8 Hand Barring assembly ) | 0 | - | 0 | 0 | 0 | 0 | 0 | 0 |  |  | 0 | 0
15 | DPR for procurement of Inconel 617 plate for mixing chambers and Replacement of GT exhaust bellows, honeycomb. | 0 | - | 0 | 0 | 0 | 0 | 0 | 0 |  |  | 0 | 0
0 | Supply of inconel 617 plate for mixing chambers (All GT) | 0 | - | 0 | 0 | 0 | 0 | 0 | 0 |  |  | 0 | 0
0 | Replacement of GT exhaust bellows and honeycomb. (GT7 & 8) | 0 | - | 0 | 0 | 0 | 0 | 0 | 0 |  |  | 0 | 0
16 | DPR for Turbine section upgrade of GT unit 7 | 0 | - | 0 | 0 | 0 | 0 | 0 | 0 |  |  | 0 | 0
0 | Supply of Turbine rotor blades 3 & 4 and Turbine stator blades 3 & 4 along with installation material (TSU) GT 7 | 0 | - | 0 | 0 | 0 | 0 | 0 | 0 |  |  | 0 | 0
17 | DPR for Supply and erection of new air compressor system with screw type compressor, HVAC system with Screw type Compressor and Stg II and Stg III DG set at GTPS Uran | 0 | - | 0 | 0 | 0 | 0 | 0 | 0 |  |  | 0 | 0
0 | Supply and erection of new Air compressor system with Screw type Compressor (Service & instrument air compressors) | 0 | - | 0 | 0 | 0 | 0 | 0 | 0 |  |  | 0 | 0
0 | Supply and erection of new HVAC system with Screw type Compressor | 0 | - | 0 | 0 | 0 | 0 | 0 | 0 |  |  | 0 | 0
0 | Supply & Errection of Stage II and Stage III DG set | 0 | - | 0 | 0 | 0 | 0 | 0 | 0 |  |  | 0 | 0
18 | DPR for Life extension of GT by procurement of Mixing chambers with installation material and Procurement of GT flametube bricks & brick holders. | 0 | - | 0 | 0 | 0 | 0 | 0 | 0 |  |  | 0 | 0
0 | Supply of Mixing chambers with installation material (GT 5) | 0 | - | 0 | 0 | 0 | 0 | 0 | 0 |  |  | 0 | 0
0 | Supply of GT Flametube bricks & brick holders (All GT) | 0 | - | 0 | 0 | 0 | 0 | 0 | 0 |  |  | 0 | 0
19 | DPR for Life extension of GT by Procurement of Compressor diaphragm rings with stator blades– 1 to 16 for GT Unit 6. | 0 | - | 0 | 0 | 0 | 0 | 0 | 0 |  |  | 0 | 0
0 | Supply of Compressor diaphragm rings with stator blades– 1 to 16 (GT 6) | 0 | - | 0 | 0 | 0 | 0 | 0 | 0 |  |  | 0 | 0
20 | DPR for Procurement of Turbine stator blades 1 & 2 and Turbine rotor blades 1 & 2 along with installation material for GT unit 5. | 0 | - | 0 | 0 | 0 | 0 | 0 | 0 |  |  | 0 | 0
0 | Supply of Turbine stator blades 1 & 2 and Turbine rotor blades 1 & 2 along with installation material (GT 5) | 0 | - | 0 | 0 | 0 | 0 | 0 | 0 |  |  | 0 | 0
21 | DPR for Procurement of Various oil pumps, water pumps of GT Units and Procurement of GT blow off valves and IGV blades along with its complete operating mechanism. | 0 | - | 0 | 0 | 0 | 0 | 0 | 0 |  |  | 0 | 0
0 | Supply of all GT pumps (MOP,JOP, Boosster pump, EOP, oil vapour fan, CW pumps, Makeup pumps, colony water pumps, drinking water pumps) for all GT | 0 | - | 0 | 0 | 0 | 0 | 0 | 0 |  |  | 0 | 0
0 | Supply of GT Blow-off valves (All GT) | 0 | - | 0 | 0 | 0 | 0 | 0 | 0 |  |  | 0 | 0
0 | Supply of IGV blades along with its complete operating mechanism (GT 5,6,8) | 0 | - | 0 | 0 | 0 | 0 | 0 | 0 |  |  | 0 | 0
22 | DPR for Life extension of GT units by Procurement of inner casing & K rings with installation material. | 0 | - | 0 | 0 | 0 | 0 | 0 | 0 |  |  | 0 | 0
0 | Supply of inner casing & K ring with installation material (Inner casing for GT 8 and All GT K ring) | 0 | - | 0 | 0 | 0 | 0 | 0 | 0 |  |  | 0 | 0
23 | DPR for CCPP process improvement by Procurement and erection of Hangers and supports of Gas skid, A0 ,B0 block and supply of various size pipelines and boiler tubes for Boiler, GT | 0 | - | 0 | 0 | 0 | 0 | 0 | 0 |  |  | 0 | 0
0 | Supply and erection of Hangers and supports (Gas skid, A0 and B0 Block) | 0 | - | 0 | 0 | 0 | 0 | 0 | 0 |  |  | 0 | 0
0 | Supply of Various size high pressure pipelines and tubes for Boiler and GT & ST | 0 | - | 0 | 0 | 0 | 0 | 0 | 0 |  |  | 0 | 0
24 | DPR for Procurement of Turbine stator blades 1 & 2 and Turbine rotor blades 1 & 2 along with installation material for GT unit 7. | 0 | - | 0 | 0 | 0 | 0 | 0 | 0 |  |  | 0 | 0
0 | Supply of Turbine rotor blades 1 & 2 and Turbine stator blades 1 & 2 along with installation material (GT7) | 0 | - | 0 | 0 | 0 | 0 | 0 | 0 |  |  | 0 | 0
25 | DPR for Life extension of GT by Procurement of complete flame tube, burners and Procurement of Luwa cooler pannels. | 0 | - | 0 | 0 | 0 | 0 | 0 | 0 |  |  | 0 | 0
0 | Supply of complete Flame tubes with Burners (Flame tubes of GT 5 and Burners of GT 7 & 8) | 0 | - | 0 | 0 | 0 | 0 | 0 | 0 |  |  | 0 | 0
0 | Supply of Luwa cooler pannels (GT 5,7,8) | 0 | - | 0 | 0 | 0 | 0 | 0 | 0 |  |  | 0 | 0
26 | DPR for Life extension of GT units by Procurement of Compressor rotor blades stage 1 - 16 for GT unit 5 & 7. | 0 | - | 0 | 0 | 0 | 0 | 0 | 0 |  |  | 0 | 0
0 | Supply of Compressor Rotor blades 1 to 16th (GT 5, 7) | 0 | - | 0 | 0 | 0 | 0 | 0 | 0 |  |  | 0 | 0
27 | DPR for Life extension of GT units by Procurement of Complete GT fasteners set and Procurement of mixing chambers with installation material for GT6. | 0 | - | 0 | 0 | 0 | 0 | 0 | 0 |  |  | 0 | 0
0 | Procurement of Complete GT Fasteners set | 0 | - | 0 | 0 | 0 | 0 | 0 | 0 |  |  | 0 | 0
0 | Supply of Mixing chambers with installation material (GT 6 ) | 0 | - | 0 | 0 | 0 | 0 | 0 | 0 |  |  | 0 | 0
28 | Reliability Improvement Schemes for Gas Turbine Power Stations, Uran. | 0 | - | 0 | 0 | 0 | 0 | 0 | 0 |  |  | 0 | 0
0 | Supply, installation & commissioning work of 17.5 KV, 7860 Amp and 60 Amp Stage 2 Generator Busbar at Gas Turbine Power Station,Uran. | 0 | - | 0 | 0 | 0 | 0 | 0 | 0 |  |  | 0 | 0
0 | Upgradation of GT-5 and GT-6 SFC and SEE system. | 0 | - | 0 | 0 | 0 | 0 | 0 | 0 |  |  | 0 | 0
0 | Upgradation of Gas Turbine Generator and Transformer protection system (2 No) | 0 | - | 0 | 0 | 0 | 0 | 0 | 0 |  |  | 0 | 0
29 | Schemes for improvement of auxiliary availability for effecient performance during running of 108 MW Stage II & 120 MW Stage III units at GTPS, Uran. | 0 | - | 0 | 0 | 0 | 0 | 0 | 0 |  |  | 0 | 0
0 | Procurement of 108 MW Stage II GT units generator rotor at GTPS, Uran. | 0 | - | 0 | 0 | 0 | 0 | 0 | 0 |  |  | 0 | 0
0 | Procurement of 1 MVA Unit Auxiliary Transformer, 570 KVA Excitation Transformer and 2 MVA Frequency Converter Transformer of Stage II GT Unit at GTPS, Uran. | 0 | - | 0 | 0 | 0 | 0 | 0 | 0 |  |  | 0 | 0
0 | Upgradation of Stage -II & III Battery Chargers. | 0 | - | 0 | 0 | 0 | 0 | 0 | 0 |  |  | 0 | 0
0 | (a) Upgradation of 4 MW DG set control system. | 0 | - | 0 | 0 | 0 | 0 | 0 | 0 |  |  | 0 | 0
30 | Procurment of insurance spare for reliability improvement at GTPS Uran | 0 | - | 0 | 0 | 0 | 0 | 0 | 0 |  |  | 0 | 0
0 | Procurement of 120 MW Stage III WHRP unit generator rotor at GTPS, Uran. | 0 | - | 0 | 0 | 0 | 0 | 0 | 0 |  |  | 0 | 0
31 | AI Based Comprehensive Infrasecure Project | 0 | - | 0 | 0 | 0 | 0 | 0 | 0 |  |  | 0 | 0
0 | AI Based Comprehensive Infrasecure Project | 0 | - | 0 | 0 | 0 | 0 | 0 | 0 |  |  | 0 | 0
32 | A0 RESTORATION | 0 | - | 0 | 0 | 0 | 0 | 0 | 0 |  |  | 0 | 0
0 | A0 RESTORATION | 0 | - | 0 | 0 | 0 | 0 | 0 | 0 |  |  | 0 | 0
0 | 0 | 0 | - | 0 | 0 | 0 | 0 | 0 | 0 |  |  | 0 | 0
0 | B) Non-DPR Schemes | 0 | - | 0 | 0 | 0 | 0 | 0 | 0 |  |  | 0 | 0
1 | CHAIR REGULAR ERGONOMICS STANDARD(4370002018)/QTY60 | N.A. | - | 0 | 0.033294 | 0.033294 | 0 | 0 | 0 |  |  | 0 | 0
2 | 2 PANEL WOODEN SIDE TABLE 2 X 4 FT(4370002023)/QTY 20 | N.A. | - | 0 | 0.034646 | 0.034646 | 0 | 0 | 0 |  |  | 0 | 0
3 | EXECUTIVE REV CHAIR(4370002025)/QTY 19 | N.A. | - | 0 | 0.0079152 | 0.0079152 | 0 | 0 | 0 |  |  | 0 | 0
4 | INDUSTRIAL CABINET WITH 4 LOCKERS(4370002025)/QTY 19 | N.A. | - | 0 | 0.028267 | 0.028267 | 0 | 0 | 0 |  |  | 0 | 0
5 | INDUSTRIAL CABINET WITH 4 LOCKERS(4370002037)/QTY 6 | N.A. | - | 0 | 0.01116 | 0.01116 | 0 | 0 | 0 |  |  | 0 | 0
6 | CHAIR REGULAR (4370002039)/QTY 51 | N.A. | - | 0 | 0.037587 | 0.037587 | 0 | 0 | 0 |  |  | 0 | 0
7 | 3 BURNER GAS STOVE IRON PAN SUPPORT(4370002320)/QTY 1 | N.A. | - | 0 | 0.00199 | 0.00199 | 0 | 0 | 0 |  |  | 0 | 0
8 | 3 BURNER GAS STOVE IRON PAN SUPPORT(4370002319)/QTY 1 | N.A. | - | 0 | 0.0007795 | 0.0007795 | 0 | 0 | 0 |  |  | 0 | 0
9 | Samsung LCD TV(2 nos, 26" in Rest House)/QTY 2 | N.A. | - | 0 | 0.019555 | 0.019555 | 0 | 0 | 0 |  |  | 0 | 0
10 | Mobile Purchase for CE GTPS/QTY 1 | N.A. | - | 0 | 0.001599 | 0.001599 | 0 | 0 | 0 |  |  | 0 | 0
11 | Walkie Talkie NO.7/QTY 7 | N.A. | - | 0 | 0.011357 | 0.011357 | 0 | 0 | 0 |  |  | 0 | 0
12 | Electronic Appliances to rest houseGTPS 4370002069/QTY 1 | N.A. | - | 0 | 0.0042198 | 0.0042198 | 0 | 0 | 0 |  |  | 0 | 0
13 | Electronic Appliances to rest house(4370002070)/QTY 1 | N.A. | - | 0 | 0.0029609 | 0.0029609 | 0 | 0 | 0 |  |  | 0 | 0
14 | COLOR LASER JET PRINTER4370002282/QTY 2 | N.A. | - | 0 | 0.00473 | 0.00473 | 0 | 0 | 0 |  |  | 0 | 0
15 | LASER LASERJET PRINTER FOR A4 PAPER(4370002057)/QTY 5 | N.A. | - | 0 | 0.003516 | 0.003516 | 0 | 0 | 0 |  |  | 0 | 0
16 | Split Air Conditioner(4370002046)GUEST HOUSE/QTY 11 | N.A. | - | 0 | 0.057773 | 0.057773 | 0 | 0 | 0 |  |  | 0 | 0
17 | LASER ALL IN ONE A4 LASER PRINTER (4370002321) POG/QTY 12 | N.A. | - | 0 | 0.0222 | 0.0222 | 0 | 0 | 0 |  |  | 0 | 0
18 | COOLER WATER THERMOSTAT 40 F-45 F TYU-5(4370002318/QTY 4 | N.A. | - | 0 | 0.0047956 | 0.0047956 | 0 | 0 | 0 |  |  | 0 | 0
19 | UV WATER PURIFIER FILTER4370002059/QTY 4 | N.A. | - | 0 | 0.031558 | 0.031558 | 0 | 0 | 0 |  |  | 0 | 0
20 | ext. of compound wall around of GTPS Uran. | N.A. | - | 0 | 0.13699 | 0.13699 | 0 | 0 | 0 |  |  | 0 | 0
21 | Supply Installation & commissioning of 11TR Water cooled air conditioning package at GT Unit # 5 & 6 LCRs /14 QTY | N.A. | - | 0 | 0.30988 | 0.30988 | 0 | 0 | 0 |  |  | 0 | 0
22 | Procurment of new Ambulance Van MH-46-BM-2746/QTY 1 | N.A. | - | 0 | 0.10754 | 0.10754 | 0 | 0 | 0 |  |  | 0 | 0
23 | DG SET ASSY KIRLOSKAR 6SL8800TA-250(4370002473)/QTY 1 | N.A. | - | 0 | 0.0477 | 0.0477 | 0 | 0 | 0 |  |  | 0 | 0
24 | 3 seater sofa set(4370002496)/QTY 2 | N.A. | - | 0 | 0.005243 | 0.005243 | 0 | 0 | 0 |  |  | 0 | 0
25 | WET AND DRY VACUUM CLEANER(4370002509)/QTY 2 | N.A. | - | 0 | 0.0046 | 0.0046 | 0 | 0 | 0 |  |  | 0 | 0
26 | Revolving Chair(4370002467)/QTY 24 | N.A. | - | 0 | 0.018348 | 0.018348 | 0 | 0 | 0 |  |  | 0 | 0
27 | Regular Chair(4370002466)/QTY 10 | N.A. | - | 0 | 0.00801 | 0.00801 | 0 | 0 | 0 |  |  | 0 | 0
28 | Scrubber Dryers(4370002495)/QTY 2 | N.A. | - | 0 | 0.0258 | 0.0258 | 0 | 0 | 0 |  |  | 0 | 0
29 | MICROWAVE OVEN CAPACITY 32 LITERS(4370002510)/QTY 1 | N.A. | - | 0 | 0.002403 | 0.002403 | 0 | 0 | 0 |  |  | 0 | 0
30 | One Seater Sofa(4370002497)/QTY 4 | N.A. | - | 0 | 0.006302 | 0.006302 | 0 | 0 | 0 |  |  | 0 | 0
31 | S-Type Chairs(4370002460)/QTY 61 | N.A. | - | 0 | 0.035685 | 0.035685 | 0 | 0 | 0 |  |  | 0 | 0
32 | INDUSTRIAL CABINET WITH 4 LOCKERS(4370002464)/QTY 19 | N.A. | - | 0 | 0.037031 | 0.037031 | 0 | 0 | 0 |  |  | 0 | 0
33 | STEEL CABINET WITH 18 LOCKER(4370002461)/QTY 14 | N.A. | - | 0 | 0.020181 | 0.020181 | 0 | 0 | 0 |  |  | 0 | 0
34 | STEEL CABINET WITH 06 LOCKER(4370002462)/QTY 21 | N.A. | - | 0 | 0.033495 | 0.033495 | 0 | 0 | 0 |  |  | 0 | 0
35 | File Cabinet(4370002463)/QTY 22 | N.A. | - | 0 | 0.040566 | 0.040566 | 0 | 0 | 0 |  |  | 0 | 0
36 | Midback Chair(4370002456)/QTY 30 | N.A. | - | 0 | 0.017514 | 0.017514 | 0 | 0 | 0 |  |  | 0 | 0
37 | S-Type(backrest made of mesh)Chair(4370002465)/QTY 20 | N.A. | - | 0 | 0.01142 | 0.01142 | 0 | 0 | 0 |  |  | 0 | 0
38 | L Type Exe. Table(4370002471)/QTY 4 | N.A. | - | 0 | 0.024892 | 0.024892 | 0 | 0 | 0 |  |  | 0 | 0
39 | Godrej interio T-104 Table(4370002472)/QTY 18 | N.A. | - | 0 | 0.042228 | 0.042228 | 0 | 0 | 0 |  |  | 0 | 0
40 | Provi & fix garden benc.@GTPS Colony.(4370002503)./QTY 35 | N.A. | - | 0 | 0.032214 | 0.032214 | 0 | 0 | 0 |  |  | 0 | 0
41 | Supply of heavy pedestal type (4370002601)/QTY 20 | N.A. | - | 0 | 0.02626 | 0.02626 | 0 | 0 | 0 |  |  | 0 | 0
42 | 2 TON CAPACITY SPLIT AC(4370002498)/QTY 8 | N.A. | - | 0 | 0.03359 | 0.03359 | 0 | 0 | 0 |  |  | 0 | 0
43 | Procurement of 16 Channel DVR at GTPS.(4370002575)/QTY 1 | N.A. | - | 0 | 0.00104 | 0.00104 | 0 | 0 | 0 |  |  | 0 | 0
44 | Procurement of Server at GTPS Uran.(4385000212)/QTY 1 | N.A. | - | 0 | 0.054766 | 0.054766 | 0 | 0 | 0 |  |  | 0 | 0
45 | CCTV Cameras and DVR at GTPS URAN (4370002677)/QTY 13 | N.A. | - | 0 | 0.0036888 | 0.0036888 | 0 | 0 | 0 |  |  | 0 | 0
46 | 3 KW Geysers (Water Heaters) (4370002733)/QTY 18 | N.A. | - | 0 | 0.00576 | 0.00576 | 0 | 0 | 0 |  |  | 0 | 0
47 | WALL MOUNTED/Matress etc .Guest house FAN 24" 230V 1440RPM(4370002713)/QTY 39 | N.A. | - | 0 | 0.011658 | 0.011658 | 0 | 0 | 0 |  |  | 0 | 0
48 | COMPLETE PROJECTOR WITH STD ACCE.(4370002703)/QTY 1 | N.A. | - | 0 | 0.0061642 | 0.0061642 | 0 | 0 | 0 |  |  | 0 | 0
49 | NAS Storage device (4370002674)/QTY 1 | N.A. | - | 0 | 0.0225 | 0.0225 | 0 | 0 | 0 |  |  | 0 | 0
50 | DYNAMIC MIC,ACCESSORIES (4370002728)/QTY 5 | N.A. | - | 0 | 0.00247 | 0.00247 | 0 | 0 | 0 |  |  | 0 | 0
51 | DESKTOP (4370002709)/QTY 10 | N.A. | - | 0 | 0.056867 | 0.056867 | 0 | 0 | 0 |  |  | 0 | 0
52 | Procurement of Computer Monitor at GTPS.4370002812/QTY 15 | N.A. | - | 0 | 0.0213 | 0.0213 | 0 | 0 | 0 |  |  | 0 | 0
53 | Procurement of Air Purifiers in PCR’s4370002804/Qty 40 | N.A. | - | 0 | 0.007 | 0.007 | 0 | 0 | 0 |  |  | 0 | 0
54 | iPad & Laptop As Per Specification 4385000561/QTY 2 | N.A. | - | 0 | 0.019458 | 0.019458 | 0 | 0 | 0 |  |  | 0 | 0
55 | Projector Screen SZIE 8 X 10 FEET(4370002710)/QTY 1 | N.A. | - | 0 | 0.0010398 | 0.0010398 | 0 | 0 | 0 |  |  | 0 | 0
56 | Supply, Installation and commissioning of SCADA System for Raw and DM water plant at Water Treatment Plant, GTPS, Uran. | 0 | - | 0 | 0 | 0 | 0 | 0 | 0 |  |  | 0 | 0
57 | Supply, Installation and commissioning of Battery chargers at stage II at GTPS Uran | 0 | - | 0 | 0 | 0 | 0 | 0 | 0 |  |  | 0 | 0
58 | Up gradation of old Generator Protection System with Advance Series Microprocessor based system, GTPS Uarn | 0 | - | 0 | 0 | 0 | 0 | 0 | 0 |  |  | 0 | 0
59 | NABL laboratory set up including required instruments along with furniture and other accessories at WT Plant, GTPS, Uran. | 0 | - | 0 | 0 | 0 | 0 | 0 | 0 |  |  | 0 | 0
60 | Providing and applying of chemical resistance coating to the internal surface of soft water storage tank at Water Treatment Plant, GTPS Uran | 0 | - | 0 | 1.4408 | 1.4408 | 0 | 0 | 0 |  |  | 0 | 0
61 | CCPP Process improvement through application of Thermal insulation for WHRP Boiler/GT exhaust area at GTPS, Uran | 0 | - | 0 | 0.85669 | 0.85669 | 0 | 0 | 0 |  |  | 0 | 0
62 | Procurement of grass cutting machine (Petrol engine) at GTPS, Uran. | 0 | - | 0 | 0.011328 | 0.011328 | 0 | 0 | 0 |  |  | 0 | 0
63 | Procurement of dedicated server for DSM System at GTPS Uran. | 0 | - | 0 | 0.0934 | 0.0934 | 0 | 0 | 0 |  |  | 0 | 0
64 | Procurement of Water Purifier | 0 | - | 0 | 0.000803 | 0.000803 | 0 | 0 | 0 |  |  | 0 | 0
65 | Procurement of 1.5T SPLIT AC | 0 | - | 0 | 0.0282 | 0.0282 | 0 | 0 | 0 |  |  | 0 | 0
66 | MOBILE PHONE FOR SHIFT I/C | 0 | - | 0 | 0.0013999 | 0.0013999 | 0 | 0 | 0 |  |  | 0 | 0
67 | MOBILE PHONE FOR SHIFT I/C | 0 | - | 0 | 0.0013499 | 0.0013499 | 0 | 0 | 0 |  |  | 0 | 0
68 | MOBILE PHONE FOR SHIFT I/C | 0 | - | 0 | 0.0013499 | 0.0013499 | 0 | 0 | 0 |  |  | 0 | 0
69 | Procurement of CCTV camera | 0 | - | 0 | 0.0051684 | 0.0051684 | 0 | 0 | 0 |  |  | 0 | 0
70 | Procurement of Desktop PC’s at GTPS URAN. | 0 | - | 0 | 0.084569 | 0.084569 | 0 | 0 | 0 |  |  | 0 | 0
71 | Procurement of 4 channel DVR & 4 cctv camera | 0 | - | 0 | 0.00147 | 0.00147 | 0 | 0 | 0 |  |  | 0 | 0
72 | Procurement of 8 channel mini DVR | 0 | - | 0 | 0.0012492 | 0.0012492 | 0 | 0 | 0 |  |  | 0 | 0
73 | Procurement of MOBILE PHONE | 0 | - | 0 | 0.0015 | 0.0015 | 0 | 0 | 0 |  |  | 0 | 0
74 | Procurement of Monitors at GTPS URAN. | 0 | - | 0 | 0.00101 | 0.00101 | 0 | 0 | 0 |  |  | 0 | 0
75 | Supply of Thinclients on Buyback for Uran GTPS | 0 | - | 0 | 0.12118 | 0.12118 | 0 | 0 | 0 |  |  | 0 | 0
76 | FY23-24 | 0 | - | 0 | 0 | 0 | 0 | 0 | 0 |  |  | 0 | 0
77 | PORT FIRE EXT ABC COMP EN3 AFFF - COMPOSITE CAPACITY 9 LTR 9KG | 0 | - | 0 | 0 | 0 | 0 | 3.3915 | 3.3915 |  |  | 3.3915 | 0
78 | Procurement of Thermal Imaging Camera for Condition Monitoring of machine at GTPS,Uran. | 0 | - | 0 | 0 | 0 | 0 | 0.035046 | 0.035046 |  |  | 0.035046 | 0
79 | DIGITAL ULTRASONIC FLOW METER | 0 | - | 0 | 0 | 0 | 0 | 0.016768 | 0.016768 |  |  | 0.016768 | 0
80 | MEASURING &DISPLAYING HANDHELD INST | 0 | - | 0 | 0 | 0 | 0 | 0.0085314 | 0.0085314 |  |  | 0.0085314 | 0
81 | Approval for procuring Thickness measurment gauge,Portable flow meter and Vibration meter for GTPS, Uran | 0 | - | 0 | 0 | 0 | 0 | 0.00924 | 0.00924 |  |  | 0.00924 | 0
82 | Supply, installation and commissioning of 1.5 ton Window Air Conditioner and 1.5 Ton Split Air conditioners with inverter technology at GTPS Uran. | 0 | - | 0 | 0 | 0 | 0 | 0.013586 | 0.013586 |  |  | 0.013586 | 0
83 | Procurement of monitors at GTPS Uran | 0 | - | 0 | 0 | 0 | 0 | 0.0144 | 0.0144 |  |  | 0.0144 | 0
84 | Procurement of Desktop PC’s and Laptop at GTPS Uran | 0 | - | 0 | 0 | 0 | 0 | 0.005499 | 0.005499 |  |  | 0.005499 | 0
85 | SUPPLY & INSTALLATION OF VC SETUP AND INTERACTIVE DISPLAY FOR GTPS URAN | 0 | - | 0 | 0 | 0 | 0 | 0.030763 | 0.030763 |  |  | 0.030763 | 0
86 | Supply, installation and commissioning of water purifiers and water purifier cum cooler at GTPS Uran. | 0 | - | 0 | 0 | 0 | 0 | 0.00285 | 0.00285 |  |  | 0.00285 | 0
87 | Urgent procurement and installation of UV Water Purifier cum cooler at GTPS, Uran on confirmatory basis. | 0 | - | 0 | 0 | 0 | 0 | 0.008378 | 0.008378 |  |  | 0.008378 | 0
88 | Supply, installation and commissioning of RO+UV+UF Storage Type Water Purifiers at GTPS,Uran. | 0 | - | 0 | 0 | 0 | 0 | 0.012951 | 0.012951 |  |  | 0.012951 | 0
89 | Procurement of Hot air oven for general laboratory at Water Treatment Plant, GTPS,Uran | 0 | - | 0 | 0 | 0 | 0 | 0.001475 | 0.001475 |  |  | 0.001475 | 0
90 | Supply of Plastic Chair and Dinning table at Guest House & new dormitory of GTPS Uran. | 0 | - | 0 | 0 | 0 | 0 | 0.0061545 | 0.0061545 |  |  | 0.0061545 | 0
91 | Procurement of Desktop PC’s and Laptop at GTPS Uran | 0 | - | 0 | 0 | 0 | 0 | 0.0088 | 0.0088 |  |  | 0.0088 | 0
92 | COLOR LASER JET PRINTERADMIN BUILDING | 0 | - | 0 | 0 | 0 | 0 | 0.006379 | 0.006379 |  |  | 0.006379 | 0
93 | DEEP FREEZER CAP 205 LITERSGuest House | 0 | - | 0 | 0 | 0 | 0 | 0.004248 | 0.004248 |  |  | 0.004248 | 0
94 | CCTV, DVR , CCTV CableGuest HO&Club HO | 0 | - | 0 | 0 | 0 | 0 | 0.011741 | 0.011741 |  |  | 0.011741 | 0
95 | Supply installation, commissioning and testing of 220 V, 800 Ah Ni-Cadmium/ 220 V, 965 Ah Plante Type battery sets for Stage III WHRP 120 MW A0 & B0 Units at Gas Turbine Power Station, Uran. | 0 | - | 0 | 0 | 0 | 0 | 0 | 0 |  |  | 0 | 0
96 | Supply, installation and commissioning of Actuators for HP bypass, LP bypass and HP bypass injection spray control valve at GTPS, Uran. | 0 | - | 0 | 0 | 0 | 0 | 0 | 0 |  |  | 0 | 0
97 | Procurement of rotating blades of 29th, 30th and 31st stage (along with installation materials) for 120MW KWU Steam Turbine B-0 at GTPS, Uran | 0 | - | 0 | 0 | 0 | 0 | 0 | 0 |  |  | 0 | 0
| Total |  |  |  | 73.8076 | 65.2876 | 8.52 | 21.8584 | 21.8584 | 0 | 0 | 21.8584 | 8.52
FY 2024-25
a) DPR Schemes
(i) Submitted to MERC
1 | Up gradation of Gas Turbine Automation system, SFC and Excitation system | MERC/CAPEX/20122013/02285 | 2013-01-09 | 23.31 | 0 | 0 | 0 | 0 | 0 |  |  | 0 | 0 | 0 | 0
1.1 | Up-gradation of GT Automation System (Automation System PPA T3000) for Unit - 8 Stage-II | MERC/CAPEX/20122013/02285 | 2013-01-09 | 12.4 | 11.25 | 11.25 | 0 | 0 | - |  |  | 0 | 0 | 0 | 0
1.2 | Up-Gradation of Starting Frequency Converter & Static Excitation Equipment for GT-7 & GT-8 of Stage-II | MERC/CAPEX/20122013/02285 | 2013-01-09 | 10.91 | 9.87 | 9.87 | 0 | 0 | - |  |  | 0 | 0 | 0 | 0
2 | Procurement of Turbine 1st & 2nd stage blades for Gas Turbine U#6 | MERC/TECH 1/CAPEX/20142015/00087 | 2014-04-10 | 17.21 | 0 | 0 | 0 | 0 | 0 |  |  | 0 | 0 | 0 | 0
2.1 | Procurement of Turbine 1st & 2nd stage blades for Gas Turbine U#6 | MERC/TECH 1/CAPEX/20142015/00087 | 2014-04-10 | 17.21 | 17.5525 | 17.5525 | 0 | 0 | - |  |  | 0 | 0 | 0 | 0
3 | A0/B0 WHRP Unit Automation at GTPS Uran | MERC/CAPEX/20172018/4321 | 2017-10-11 | 24.6 | 0 | 0 | 0 | 0 | 0 |  |  | 0 | 0 | 0 | 0
3.1 | Supply of Siemens automation system and operation, monitoring and information system (SPPA-T3000 DCS) along with all necessary accessories for up-gradation and 10% mandatory spares. | MERC/CAPEX/20172018/4321 | 2017-10-11 | 20.39 | 17.0437 | 8.5237 | 8.52 | 0 | - |  |  | 0 | 8.52 | 0 | 0
3.2 | Service price for design, engineering, testing, erection, supervision, commissioning and training. | MERC/CAPEX/20172018/4321 | 2017-10-11 | 3.57 | 0.75469 | 0.75469 | 0 | 0 | - |  |  | 0 | 0 | 0 | 0
0 | IDC | MERC/CAPEX/20172018/4321 | 2017-10-11 | 0.64 | 1.1987 | 1.1987 | 0 | 0 | - |  |  | 0 | 0 | 0 | 0
4 | Renovation of Gas Turbine Air Intake System (Filter house for two units) at GTPS Uran | MERC/CAPEX/20172018/4645 | 2017-11-10 | 17 | 0 | 0 | 0 | 0 | 0 |  |  | 0 | 0 | 0 | 0
4.1 | SUPPLY & Work COST for 2 GT Units. | MERC/CAPEX/20172018/4645 | 2017-11-10 | 17 | 0 | 0 | 0 | 0 | 0 |  |  | 0 | 0 | 0 | 0
0 | 0 | 0 | - | 0 | 0 | 0 | 0 | 0 | - |  |  | 0 | 0 | 0 | 0
5 | Procurement of compressor rotor blades and tie rod with front hollow shaft for GT Unit No. 8 at GTPS Uran | MERC/CAPEX/20172018/0151 | 2018-01-31 | 19.197 | 0 | 0 | 0 | 0 | 0 |  |  | 0 | 0 | 0 | 0
5.1 | Procurement of GT-8 Compressor rotor blades (complete set) | MERC/CAPEX/20172018/0151 | 2018-01-31 | 9.04 | 7.6515 | 7.6515 | 0 | 0 | - |  |  | 0 | 0 | 0 | 0
5.2 | Procurement of GT-8 Tie rod & front hollow shaft along with installation materials | MERC/CAPEX/20172018/0151 | 2018-01-31 | 9.806 | 9.0831 | 9.0831 | 0 | 0 | - |  |  | 0 | 0 | 0 | 0
0 | IDC | MERC/CAPEX/20172018/0151 | 2018-01-31 | 0.351 | 2.1674 | 2.1674 | 0 | 0 | - |  |  | 0 | 0 | 0 | 0
6 | Upgradation of Automation Systems of GT-7 & Static Excitation Equipment of B0 Unit at GTPS Uran | MERC/CAPEX/2019-2020/422 | 2019-07-29 | 22.57 | 0 | 0 | 0 | 0 | 0 |  |  | 0 | 0 | 0 | 0
6.1 | Up-gradation of GT Automation System for Unit – 7 (Stage – II) | MERC/CAPEX/2019-2020/422 | 2019-07-29 | 15.62 | 0 | 0 | 0 | 0 | 0 |  |  | 0 | 0 | 0 | 0
6.2 | Up-gradation of B0 Static Excitation System for Stage – III | MERC/CAPEX/2019-2020/422 | 2019-07-29 | 6.43 | 0 | 0 | 0 | 2.2759 | 2.2759 |  |  | 2.2759 | 0 | 2.2759 | 0
0 | IDC | MERC/CAPEX/2019-2020/422 | 2019-07-29 | 0.52 | 0 | 0 | 0 | 0 | 0 |  |  | 0 | 0 | 0 | 0
7 | Procurement of MOH Spares & Insurance Spares for Unit-8 at GTPS Uran | MERC/CAPEX/2019-2020/121 | 2020-02-04 | 36.1381 | 0 | 0 | 0 | 0 | 0 |  |  | 0 | 0 | 0 | 0
7.1 | GT Unit no.8 Major Over Haul (MOH) Spares | MERC/CAPEX/2019-2020/121 | 2020-02-04 | 22.1782 | 0 | 0 | 0 | 17.1795 | 17.1795 |  |  | 17.1795 | 0 | 17.1795 | 0
7.2 | GT Unit no.8 Insurance Spares | MERC/CAPEX/2019-2020/121 | 2020-02-04 | 13.9599 | 2.8427 | 2.8427 | 0 | 0 | 0 |  |  | 0 | 0 | 0 | 0
0 | IDC | MERC/CAPEX/2019-2020/121 | 2020-02-04 | 0 | 0 | 0 | 0 | 0 | - |  |  | 0 | 0 | 0 | 0
8 | Implementation of Energy Saving Scheme with VFD for HP Feed Water Pump (HPFWP) and Condensate Extraction Pumps (CEP) for Stage-III at GTPS, Uran | MERC/CAPEX/2020-21/WFH/SBR/1 | 2020-04-21 | 11.206 | 0 | 0 | 0 | 0 | 0 |  |  | 0 | 0 | 0 | 0
8.1 | Implementation of VFD with Bypass system for HP Feed Water Pumps (HPFWP) and Condensate Extraction Pumps (CEP) for St-III at GTPS, Uran.(Supply + Works) | MERC/CAPEX/2020-21/WFH/SBR/1 | 2020-04-21 | 10.856 | 0 | 0 | 0 | 0 | 0 |  |  | 0 | 0 | 0 | 0
0 | IDC | MERC/CAPEX/2020-21/WFH/SBR/1 | 2020-04-21 | 0.35 | 0 | 0 | 0 | 0 | 0 |  |  | 0 | 0 | 0 | 0
9 | Plant Civil Works & Renovation of Colony Civil Works at GTPS Uran | MERC/CAPEX/FY 2021-22/MSPGCL /25 | 2022-02-17 | 19.2812 | 0 | 0 | 0 | 0 | 0 |  |  | 0 | 0 | 0 | 0
9.1 | Renovations, refurbishment of Residential colony at GTPS, Uran. | MERC/CAPEX/FY 2021-22/MSPGCL /25 | 2022-02-17 | 7.5638 | 0 | 0 | 0 | 0 | 0 |  |  | 0 | 0 | 0 | 0
9.1.1 | Providing weather shed over the parpet at Type-I, Type-II, Type-D, Type- III & Type-IV quarters at GTPS , Uran. | 0 | - | 1.4278 | 1.41 | 1.41 | 0 | 0 | 0 |  |  | 0 | 0
0 | IDC | 0 | - | 0 | 0.031792 | 0.031792 | 0 | 0 | 0 |  |  | 0 | 0
9.1.2 | Providing vitrified flooring to Type-I, Type-II, Type-D, Type- III & E quarters at GTPS , Uran. | 0 | - | 2.0178 | 1.8759 | 1.8759 | 0 | 0.032909 | 0.032909 |  |  | 0.032909 | 0
0 | IDC | 0 | - | 0 | 0 | 0 | 0 | 0 | 0 |  |  | 0 | 0
9.1.3 | Renovation/ Refurbishment including internal structural strangthing of Type-I, Type-II, Type-D, Type- III & Type- E & F quarters at GTPS , Uran. | 0 | - | 0.885 | 0.56362 | 0.56362 | 0 | 0.2445 | 0.2445 |  |  | 0.2445 | 0
0 | IDC | 0 | - | 0 | 0 | 0 | 0 | 0 | 0 |  |  | 0 | 0
9.1.4 | External face-lifting including structural strengthening to walls and RCC structures of TYPE-I, TYPE-II, & D-TYPE quarters: | 0 | - | 3.2332 | 0 | 0 | 0 | 2.8466 | 2.8466 |  |  | 2.8466 | 0
9.2 | Internal colony Road at GTPS, Uran. | MERC/CAPEX/FY 2021-22/MSPGCL /25 | 2022-02-17 | 1.0974 | 1.0383 | 1.0383 | 0 | 0 | - |  |  | 0 | 0 | 0 | 0
9.3 | Renovation of sanitary system including Replacing sanitary and storm water drainage pipelines in colony area. | MERC/CAPEX/FY 2021-22/MSPGCL /25 | 2022-02-17 | 1.5458 | 0 | 0 | 0 | 1.5079 | 1.5079 |  |  | 1.5079 | 0 | 1.5079 | 0
9.4 | Renovations, refurbishment of Recreation Club Building in colony at GTPS Uran | MERC/CAPEX/FY 2021-22/MSPGCL /25 | 2022-02-17 | 0 | 0 | 0 | 0 | 0 | 0 |  |  | 0 | 0 | 0 | 0
9.5 | Strengthening to steel structures by epoxy painting within the plant area at GTPS, Uran | MERC/CAPEX/FY 2021-22/MSPGCL /25 | 2022-02-17 | 1.5104 | 1.3038 | 1.3038 | 0 | 0 | - |  |  | 0 | 0 | 0 | 0
10 | Procurement of Turbine Rotor blades of all 4 stages & Compressor Rotor blades set (along with installation materials) for GT Unit no.7 at GTPS Uran | MERC/CAPEX/FY 2022-23/0162 | 2022-04-18 | 36.9 | 0 | 0 | 0 | 0 | 0 |  |  | 0 | 0 | 0 | 0
10.1 | Procurement of Turbine Rotor blades of all 4 stages & Compressor Rotor blades set (along with installation materials) for GT Unit no.7 at GTPS Uran | MERC/CAPEX/FY 2022-23/0162 | 2022-04-18 | 36.43 | 0 | 0 | 0 | 0 | 0 |  |  | 0 | 0 | 0 | 0
0 | IDC | MERC/CAPEX/FY 2022-23/0162 | 2022-04-18 | 0.47 | 0 | 0 | 0 | 0 | 0 |  |  | 0 | 0 | 0 | 0
HO DPR 8 | Replacement of Fire Tenders at Various Power Stations of Mahagenco | MERC/CAPEX/20172018/4653 | 2017-11-13 | 2.5 | 0 | 0 | 0 | 0 | 0 |  |  | 0 | 0 | 0 | 0
HO DPR 8.2 | Normal Multipurpose Fire Tender | MERC/CAPEX/20172018/4653 | 2017-11-13 | 2.5 | 2.1847 | 2.1847 | 0 | 0 | - |  |  | 0 | 0 | 0 | 0
0 | IDC | MERC/CAPEX/20172018/4653 | 2017-11-13 | 0 | 0.042562 | 0.042562 | 0 | 0 | - |  |  | 0 | 0 | 0 | 0
HO DPR-10 | Implementation of IB recommendations- Civil works at various TPS of Mahagenco | MERC/CAPEX/20172018/0177 | 2018-02-06 | 0.944 | 0 | 0 | 0 | 0 | 0 |  |  | 0 | 0 | 0 | 0
HO DPR 10.1 | GTPS Uran | MERC/CAPEX/20172018/0177 | 2018-02-06 | 0.944 | 0 | 0 | 0 | 0 | 0 |  |  | 0 | 0 | 0 | 0
0 | IDC | MERC/CAPEX/20172018/0177 | 2018-02-06 | 0 | 0 | 0 | 0 | 0 | 0 |  |  | 0 | 0 | 0 | 0
HO DPR 11 | Construction of new Administrative Building for Mahagenco at Vidyut Bhawan, Katol Road, Nagpur | MERC/CAPEX/2021-2022/MSPGCL/063 | 2022-02-12 | 57 | 0 | 0 | 0 | 0 | 0 |  |  | 0 | 0 | 0 | 0
HO DPR 11.1 | Construction of new Administrative Building for Mahagenco at Vidyut Bhawan, Katol Road, Nagpur | MERC/CAPEX/2021-2022/MSPGCL/063 | 2022-02-12 | 54.24 | 0 | 0 | 0 | 0 | 0 |  |  | 0 | 0
0 | IDC | MERC/CAPEX/2021-2022/MSPGCL/063 | 2022-02-12 | 2.76 | 0 | 0 | 0 | 0 | 0 |  |  | 0 | 0
HO DPR 12 | Centralized Monitoring Solution | MERC/CAPEX/MSPGCL/2023-24/0576 | 2023-11-02 | 69.309 | 0 | 0 | 0 | 0 | 0 |  |  | 0 | 0
HO DPR 12.1 | Centralized Monitoring Solution | MERC/CAPEX/MSPGCL/2023-24/0576 | 2023-11-02 | 66.009 | 0 | 0 | 0 | 0 | 3.8 |  |  | 3.8 | -3.8
0 | IDC | MERC/CAPEX/MSPGCL/2023-24/0576 | 2023-11-02 | 3.3 | 0 | 0 | 0 | 0 | 0 |  |  | 0 | 0
0 | (ii) Yet to be submitted to MERC | 0 | - | 0 | 0 | 0 | 0 | 0 | 0 |  |  | 0 | 0
1 | Procurement of GT blades & other essential GT Hot gas components | 0 | - | 0 | 0 | 0 | 0 | 0 | 0 |  |  | 0 | 0
0 | 1) Procurement of GT Stator blades of stages 1&2 | 0 | - | 0 | 0 | 0 | 0 | 0 | 0 |  |  | 0 | 0
0 | 2) Procurement of Bricks / Tiles & tile holders for GT | 0 | - | 0 | 0 | 0 | 0 | 0 | 0 |  |  | 0 | 0
0 | 3) Procurement of mixing chambers (02 Nos) | 0 | - | 0 | 0 | 0 | 0 | 0 | 0 |  |  | 0 | 0
0 | 14) Procurement of stage2 rotor blades | 0 | - | 0 | 0 | 0 | 0 | 0 | 0 |  |  | 0 | 0
2 | Procurement of all 16 stage Compressor Diaphragms | 0 | - | 0 | 0 | 0 | 0 | 0 | 0 |  |  | 0 | 0
3 | Procurement of insurance spares for GT units | 0 | - | 0 | 0 | 0 | 0 | 0 | 0 |  |  | 0 | 0
0 | 1) Procurement of Inconel plates | 0 | - | 0 | 0 | 0 | 0 | 0 | 0 |  |  | 0 | 0
0 | 2) Procurement of Inner casing washers | 0 | - | 0 | 0 | 0 | 0 | 0 | 0 |  |  | 0 | 0
0 | 3) Procurement of Upper conical section | 0 | - | 0 | 0 | 0 | 0 | 0 | 0 |  |  | 0 | 0
0 | 4) Procurement of LUWA cooler panels | 0 | - | 0 | 0 | 0 | 0 | 0 | 0 |  |  | 0 | 0
0 | 5) Procurement of Burners | 0 | - | 0 | 0 | 0 | 0 | 0 | 0 |  |  | 0 | 0
0 | 6) Procurement of K rings | 0 | - | 0 | 0 | 0 | 0 | 0 | 0 |  |  | 0 | 0
0 | 7) GT Fasteners (Mixing chamber, dome fastners) | 0 | - | 0 | 0 | 0 | 0 | 0 | 0 |  |  | 0 | 0
0 | 8) Procurement of Blow off valves | 0 | - | 0 | 0 | 0 | 0 | 0 | 0 |  |  | 0 | 0
0 | 9) Procurement of two Flame tubes for one GT unit | 0 | - | 0 | 0 | 0 | 0 | 0 | 0 |  |  | 0 | 0
4 | Procurement of various spares & retrofitting of existing systems for reliability improvement of WHRP Boilers at GTPS Uran | 0 | - | 0 | 0 | 0 | 0 | 0 | 0 |  |  | 0 | 0
0 | 1) HP BCP (4 Nos) , LP BCP (4 Nos) pump set | 0 | - | 0 | 0 | 0 | 0 | 0 | 0 |  |  | 0 | 0
0 | 2) Preheat pump set ,DM make up pump set, clean drain pump set and CEP pump set | 0 | - | 0 | 0 | 0 | 0 | 0 | 0 |  |  | 0 | 0
0 | 3) Complete Boiler (2 Nos) duct plate replacement | 0 | - | 0 | 0 | 0 | 0 | 0 | 0 |  |  | 0 | 0
0 | 4) Insulation replacement of A1 and B2 boiler. | 0 | - | 0 | 0 | 0 | 0 | 0 | 0 |  |  | 0 | 0
0 | 5) Chimeny insulation of A1,B1 and B2 boiler | 0 | - | 0 | 0 | 0 | 0 | 0 | 0 |  |  | 0 | 0
0 | 6) A1 boiler LP evaporator tube replacement work. | 0 | - | 0 | 0 | 0 | 0 | 0 | 0 |  |  | 0 | 0
0 | 7)B2 boiler HP Evaporator and HP Economiser sagged and need to be replaced | 0 | - | 0 | 0 | 0 | 0 | 0 | 0 |  |  | 0 | 0
0 | 8) B1 boiler Hp evaporator tube sagged and need to be replaced | 0 | - | 0 | 0 | 0 | 0 | 0 | 0 |  |  | 0 | 0
0 | 9) Seal Air FAN WITH MOTOR | 0 | - | 0 | 0 | 0 | 0 | 0 | 0 |  |  | 0 | 0
0 | 10) B1 and B2 Boiler BID and BYD Damper Control System Upgradation. | 0 | - | 0 | 0 | 0 | 0 | 0 | 0 |  |  | 0 | 0
5 | Supply, Erection & commissioning for GT Unit-5,6, WHRP Unit A0 Automation Up-gradation and up-gradation of 120MW A0 Unit SEE system | 0 | - | 0 | 0 | 0 | 0 | 0 | 0 |  |  | 0 | 0
0 | 1) Supply, Erection & commissioning for GT Unit-5 Automation Up-gradation at GTPS, Uran. | 0 | - | 0 | 0 | 0 | 0 | 0 | 0 |  |  | 0 | 0
0 | 2) Supply, Erection & commissioning for GT Unit-6 Automation Up-gradation at GTPS, Uran. | 0 | - | 0 | 0 | 0 | 0 | 0 | 0 |  |  | 0 | 0
0 | 3) Supply, Erection & commissioning for WHRP Unit- A0 Automation Up-gradation at GTPS, Uran. | 0 | - | 0 | 0 | 0 | 0 | 0 | 0 |  |  | 0 | 0
0 | 4) Up-gradation of 120MW A0 Unit SEE system at GTPS, Uran. | 0 | - | 0 | 0 | 0 | 0 | 0 | 0 |  |  | 0 | 0
6 | Procurement of Steam Turbine spares for A0 restoaration at GTPS, Uran. (Procurement of Stator, Rotor casing alongwith blades & Bearing.) | 0 | - | 0 | 0 | 0 | 0 | 0 | 0 |  |  | 0 | 0
7 | Procurement of various spares & retrofitting of existing systems for reliability improvement of CCPP units at GTPS Uran | 0 | - | 0 | 0 | 0 | 0 | 0 | 0 |  |  | 0 | 0
0 | 1) Modification of HT LT Radiators of 4MW DG set. | 0 | - | 0 | 0 | 0 | 0 | 0 | 0 |  |  | 0 | 0
0 | 2) MODIFIED Air FILTERS FOR GT UNITS | 0 | - | 0 | 0 | 0 | 0 | 0 | 0 |  |  | 0 | 0
0 | 3) Procurement of Oil Separator (2 Nos.) | 0 | - | 0 | 0 | 0 | 0 | 0 | 0 |  |  | 0 | 0
0 | 4) CCR and Admin HVAC system replacement work | 0 | - | 0 | 0 | 0 | 0 | 0 | 0 |  |  | 0 | 0
0 | 5) ACW pumps and Pipeline procurement and replacement | 0 | - | 0 | 0 | 0 | 0 | 0 | 0 |  |  | 0 | 0
0 | 6) Procurement and Replacement work of corroded cooling water line, Firefighting pipeline in the plant. | 0 | - | 0 | 0 | 0 | 0 | 0 | 0 |  |  | 0 | 0
0 | 7) Fixed Fire fighting installation at Gas skid near MM Section | 0 | - | 0 | 0 | 0 | 0 | 0 | 0 |  |  | 0 | 0
0 | 8) Fixed Fire fighting installation at Gas skid near Unit -5 A1 Boiler | 0 | - | 0 | 0 | 0 | 0 | 0 | 0 |  |  | 0 | 0
0 | 9) Replacment of CO2 flooding system with advance system at Unit-5,6,7,8 | 0 | - | 0 | 0 | 0 | 0 | 0 | 0 |  |  | 0 | 0
0 | 10) Stage II EOP motor | 0 | - | 0 | 0 | 0 | 0 | 0 | 0 |  |  | 0 | 0
0 | 11) Evacuation pump motor | 0 | - | 0 | 0 | 0 | 0 | 0 | 0 |  |  | 0 | 0
0 | 12) St III Boiler Hydac Pump motor | 0 | - | 0 | 0 | 0 | 0 | 0 | 0 |  |  | 0 | 0
0 | 13) LT BREAKER ST II (1600) AMP | 0 | - | 0 | 0 | 0 | 0 | 0 | 0 |  |  | 0 | 0
0 | 14) LT BREAKER ST III and WTP (3200) AMP | 0 | - | 0 | 0 | 0 | 0 | 0 | 0 |  |  | 0 | 0
0 | 15) Battery replacement | 0 | - | 0 | 0 | 0 | 0 | 0 | 0 |  |  | 0 | 0
0 | 16) Rennovation of AC plant piping | 0 | - | 0 | 0 | 0 | 0 | 0 | 0 |  |  | 0 | 0
0 | 17) Up gradation Of Old Generator Protection System with Advance Series Microprocessor based System for GT at GTPS Uran | 0 | - | 0 | 0 | 0 | 0 | 0 | 0 |  |  | 0 | 0
0 | 18) Supply, Installation and commissioning of battery chargers at Stage-II at GTPS,Uran. | 0 | - | 0 | 0 | 0 | 0 | 0 | 0 |  |  | 0 | 0
0 | 19) Procurement of on-line dissolve oxygen, pH & conductivity measurement with transmitter for boiler and steam turbine at GTPS Uran | 0 | - | 0 | 0 | 0 | 0 | 0 | 0 |  |  | 0 | 0
0 | 20) Procurement of Optical Gas Leak imaging Camera for gas leak detection at GTPS,Uran. | 0 | - | 0 | 0 | 0 | 0 | 0 | 0 |  |  | 0 | 0
0 | 21) Procurement of HP and LP bypass control valve actuator and HP bypass spray control valve actuator at GTPS uran (3 No) | 0 | - | 0 | 0 | 0 | 0 | 0 | 0 |  |  | 0 | 0
0 | 22) New SCADA system for WTP operation at GTPS Uran | 0 | - | 0 | 0 | 0 | 0 | 0 | 0 |  |  | 0 | 0
0 | 23) Replacement of existing field instruments of WTP ( level transmitters, level switches, pH meter with sensor, flow meters and Transmittres,conductivity meter with sensors, dissolve oxygen meter with sensors, pressure gauges, pneumatic valves with feedback) at GTPS Uran | 0 | - | 0 | 0 | 0 | 0 | 0 | 0 |  |  | 0 | 0
8 | DPR-1 DPR for Condenser Vacuum imrovement by procurement and erection/Upgradation of ACC pannels of A0 Unit | 0 | - | 0 | 0 | 0 | 0 | 0 | 0 |  |  | 0 | 0
9 | Supply and erection of ACC Pannels/ Upgradation (A0 ACC Pannels) | 0 | - | 0 | 0 | 0 | 0 | 0 | 0 |  |  | 0 | 0
10 | DPR for Replacement of HP and LP cycle valves of Boilers. | 0 | - | 0 | 0 | 0 | 0 | 0 | 0 |  |  | 0 | 0
0 | Supply of all valves of Boiler HP feed station valves, overflow valves, MIV valve, shutoff valve (A1,A2,B1,B2 Boilers) | 0 | - | 0 | 0 | 0 | 0 | 0 | 0 |  |  | 0 | 0
0 | Supply all valves of Boiler LP feed station valves, Overflow valves, MIV valve, shutoff valve (A1,A2,B1,B2 Boilers) | 0 | - | 0 | 0 | 0 | 0 | 0 | 0 |  |  | 0 | 0
11 | DPR for Turbine section upgrade of GT unit 5 | 0 | - | 0 | 0 | 0 | 0 | 0 | 0 |  |  | 0 | 0
0 | Supply of Turbine rotor blades 3 & 4 and Turbine stator blades 3 & 4 along with installation material (TSU) GT 5 | 0 | - | 0 | 0 | 0 | 0 | 0 | 0 |  |  | 0 | 0
12 | DPR for Replacement of Various pumps of A0 & B0 block and HP LP drum, HP LP BCP allied valves of boiler | 0 | - | 0 | 0 | 0 | 0 | 0 | 0 |  |  | 0 | 0
0 | Supply of various pumps (HP BCP , LP BCP, HP and LP Feed water pumps, preheater, evacuation pumps, CEP pumps etc Pumps (A0 and B0 Block) | 0 | - | 0 | 0 | 0 | 0 | 0 | 0 |  |  | 0 | 0
0 | Supply of HP & LP Drum and superheater safety valve, drain station valves (A1,A2,B1,B2 Boilers) | 0 | - | 0 | 0 | 0 | 0 | 0 | 0 |  |  | 0 | 0
0 | Supply of HP & LP BCP suction valves, discharge valves , NRV (A1,A2,B1,B2 Boilers) | 0 | - | 0 | 0 | 0 | 0 | 0 | 0 |  |  | 0 | 0
13 | DPR for Life extension of B0 block by replacement of LP evaporator header and tubes, boiler duct plate, B0 steam turbine free standing blades and bearing | 0 | - | 0 | 0 | 0 | 0 | 0 | 0 |  |  | 0 | 0
0 | Supply and eretion of LP Evaporator header and Tubes (B1Boiler) | 0 | - | 0 | 0 | 0 | 0 | 0 | 0 |  |  | 0 | 0
0 | Supply of boiler duct plate (B1,B2 Boiler) | 0 | - | 0 | 0 | 0 | 0 | 0 | 0 |  |  | 0 | 0
0 | Supply of Steam turbine free standing blades (B0 steam turbine) | 0 | - | 0 | 0 | 0 | 0 | 0 | 0 |  |  | 0 | 0
0 | Supply of Steam turbine Journal cum Thrust bearing (A0 Steam Turbine) | 0 | - | 0 | 0 | 0 | 0 | 0 | 0 |  |  | 0 | 0
14 | DPR for Life extension of GT Units by replacement of GT Gas ESV , Control valves and GT transmitter unit (barring gear assembly), Hand barring assembly. | 0 | - | 0 | 0 | 0 | 0 | 0 | 0 |  |  | 0 | 0
0 | Supply of GT Gas ESV & Control valve (GT 6,7 & 8) | 0 | - | 0 | 0 | 0 | 0 | 0 | 0 |  |  | 0 | 0
0 | Supply of GT Transmitter unit with Hand barring assembly (GT 5 & 6 Transmitter Unit and GT 5,6,7,8 Hand Barring assembly ) | 0 | - | 0 | 0 | 0 | 0 | 0 | 0 |  |  | 0 | 0
15 | DPR for procurement of Inconel 617 plate for mixing chambers and Replacement of GT exhaust bellows, honeycomb. | 0 | - | 0 | 0 | 0 | 0 | 0 | 0 |  |  | 0 | 0
0 | Supply of inconel 617 plate for mixing chambers (All GT) | 0 | - | 0 | 0 | 0 | 0 | 0 | 0 |  |  | 0 | 0
0 | Replacement of GT exhaust bellows and honeycomb. (GT7 & 8) | 0 | - | 0 | 0 | 0 | 0 | 0 | 0 |  |  | 0 | 0
16 | DPR for Turbine section upgrade of GT unit 7 | 0 | - | 0 | 0 | 0 | 0 | 0 | 0 |  |  | 0 | 0
0 | Supply of Turbine rotor blades 3 & 4 and Turbine stator blades 3 & 4 along with installation material (TSU) GT 7 | 0 | - | 0 | 0 | 0 | 0 | 0 | 0 |  |  | 0 | 0
17 | DPR for Supply and erection of new air compressor system with screw type compressor, HVAC system with Screw type Compressor and Stg II and Stg III DG set at GTPS Uran | 0 | - | 0 | 0 | 0 | 0 | 0 | 0 |  |  | 0 | 0
0 | Supply and erection of new Air compressor system with Screw type Compressor (Service & instrument air compressors) | 0 | - | 0 | 0 | 0 | 0 | 0 | 0 |  |  | 0 | 0
0 | Supply and erection of new HVAC system with Screw type Compressor | 0 | - | 0 | 0 | 0 | 0 | 0 | 0 |  |  | 0 | 0
0 | Supply & Errection of Stage II and Stage III DG set | 0 | - | 0 | 0 | 0 | 0 | 0 | 0 |  |  | 0 | 0
18 | DPR for Life extension of GT by procurement of Mixing chambers with installation material and Procurement of GT flametube bricks & brick holders. | 0 | - | 0 | 0 | 0 | 0 | 0 | 0 |  |  | 0 | 0
0 | Supply of Mixing chambers with installation material (GT 5) | 0 | - | 0 | 0 | 0 | 0 | 0 | 0 |  |  | 0 | 0
0 | Supply of GT Flametube bricks & brick holders (All GT) | 0 | - | 0 | 0 | 0 | 0 | 0 | 0 |  |  | 0 | 0
19 | DPR for Life extension of GT by Procurement of Compressor diaphragm rings with stator blades– 1 to 16 for GT Unit 6. | 0 | - | 0 | 0 | 0 | 0 | 0 | 0 |  |  | 0 | 0
0 | Supply of Compressor diaphragm rings with stator blades– 1 to 16 (GT 6) | 0 | - | 0 | 0 | 0 | 0 | 0 | 0 |  |  | 0 | 0
20 | DPR for Procurement of Turbine stator blades 1 & 2 and Turbine rotor blades 1 & 2 along with installation material for GT unit 5. | 0 | - | 0 | 0 | 0 | 0 | 0 | 0 |  |  | 0 | 0
0 | Supply of Turbine stator blades 1 & 2 and Turbine rotor blades 1 & 2 along with installation material (GT 5) | 0 | - | 0 | 0 | 0 | 0 | 0 | 0 |  |  | 0 | 0
21 | DPR for Procurement of Various oil pumps, water pumps of GT Units and Procurement of GT blow off valves and IGV blades along with its complete operating mechanism. | 0 | - | 0 | 0 | 0 | 0 | 0 | 0 |  |  | 0 | 0
0 | Supply of all GT pumps (MOP,JOP, Boosster pump, EOP, oil vapour fan, CW pumps, Makeup pumps, colony water pumps, drinking water pumps) for all GT | 0 | - | 0 | 0 | 0 | 0 | 0 | 0 |  |  | 0 | 0
0 | Supply of GT Blow-off valves (All GT) | 0 | - | 0 | 0 | 0 | 0 | 0 | 0 |  |  | 0 | 0
0 | Supply of IGV blades along with its complete operating mechanism (GT 5,6,8) | 0 | - | 0 | 0 | 0 | 0 | 0 | 0 |  |  | 0 | 0
22 | DPR for Life extension of GT units by Procurement of inner casing & K rings with installation material. | 0 | - | 0 | 0 | 0 | 0 | 0 | 0 |  |  | 0 | 0
0 | Supply of inner casing & K ring with installation material (Inner casing for GT 8 and All GT K ring) | 0 | - | 0 | 0 | 0 | 0 | 0 | 0 |  |  | 0 | 0
23 | DPR for CCPP process improvement by Procurement and erection of Hangers and supports of Gas skid, A0 ,B0 block and supply of various size pipelines and boiler tubes for Boiler, GT | 0 | - | 0 | 0 | 0 | 0 | 0 | 0 |  |  | 0 | 0
0 | Supply and erection of Hangers and supports (Gas skid, A0 and B0 Block) | 0 | - | 0 | 0 | 0 | 0 | 0 | 0 |  |  | 0 | 0
0 | Supply of Various size high pressure pipelines and tubes for Boiler and GT & ST | 0 | - | 0 | 0 | 0 | 0 | 0 | 0 |  |  | 0 | 0
24 | DPR for Procurement of Turbine stator blades 1 & 2 and Turbine rotor blades 1 & 2 along with installation material for GT unit 7. | 0 | - | 0 | 0 | 0 | 0 | 0 | 0 |  |  | 0 | 0
0 | Supply of Turbine rotor blades 1 & 2 and Turbine stator blades 1 & 2 along with installation material (GT7) | 0 | - | 0 | 0 | 0 | 0 | 0 | 0 |  |  | 0 | 0
25 | DPR for Life extension of GT by Procurement of complete flame tube, burners and Procurement of Luwa cooler pannels. | 0 | - | 0 | 0 | 0 | 0 | 0 | 0 |  |  | 0 | 0
0 | Supply of complete Flame tubes with Burners (Flame tubes of GT 5 and Burners of GT 7 & 8) | 0 | - | 0 | 0 | 0 | 0 | 0 | 0 |  |  | 0 | 0
0 | Supply of Luwa cooler pannels (GT 5,7,8) | 0 | - | 0 | 0 | 0 | 0 | 0 | 0 |  |  | 0 | 0
26 | DPR for Life extension of GT units by Procurement of Compressor rotor blades stage 1 - 16 for GT unit 5 & 7. | 0 | - | 0 | 0 | 0 | 0 | 0 | 0 |  |  | 0 | 0
0 | Supply of Compressor Rotor blades 1 to 16th (GT 5, 7) | 0 | - | 0 | 0 | 0 | 0 | 0 | 0 |  |  | 0 | 0
27 | DPR for Life extension of GT units by Procurement of Complete GT fasteners set and Procurement of mixing chambers with installation material for GT6. | 0 | - | 0 | 0 | 0 | 0 | 0 | 0 |  |  | 0 | 0
0 | Procurement of Complete GT Fasteners set | 0 | - | 0 | 0 | 0 | 0 | 0 | 0 |  |  | 0 | 0
0 | Supply of Mixing chambers with installation material (GT 6 ) | 0 | - | 0 | 0 | 0 | 0 | 0 | 0 |  |  | 0 | 0
28 | Reliability Improvement Schemes for Gas Turbine Power Stations, Uran. | 0 | - | 0 | 0 | 0 | 0 | 0 | 0 |  |  | 0 | 0
0 | Supply, installation & commissioning work of 17.5 KV, 7860 Amp and 60 Amp Stage 2 Generator Busbar at Gas Turbine Power Station,Uran. | 0 | - | 0 | 0 | 0 | 0 | 0 | 0 |  |  | 0 | 0
0 | Upgradation of GT-5 and GT-6 SFC and SEE system. | 0 | - | 0 | 0 | 0 | 0 | 0 | 0 |  |  | 0 | 0
0 | Upgradation of Gas Turbine Generator and Transformer protection system (2 No) | 0 | - | 0 | 0 | 0 | 0 | 0 | 0 |  |  | 0 | 0
29 | Schemes for improvement of auxiliary availability for effecient performance during running of 108 MW Stage II & 120 MW Stage III units at GTPS, Uran. | 0 | - | 0 | 0 | 0 | 0 | 0 | 0 |  |  | 0 | 0
0 | Procurement of 108 MW Stage II GT units generator rotor at GTPS, Uran. | 0 | - | 0 | 0 | 0 | 0 | 0 | 0 |  |  | 0 | 0
0 | Procurement of 1 MVA Unit Auxiliary Transformer, 570 KVA Excitation Transformer and 2 MVA Frequency Converter Transformer of Stage II GT Unit at GTPS, Uran. | 0 | - | 0 | 0 | 0 | 0 | 0 | 0 |  |  | 0 | 0
0 | Upgradation of Stage -II & III Battery Chargers. | 0 | - | 0 | 0 | 0 | 0 | 0 | 0 |  |  | 0 | 0
0 | (a) Upgradation of 4 MW DG set control system. | 0 | - | 0 | 0 | 0 | 0 | 0 | 0 |  |  | 0 | 0
30 | Procurment of insurance spare for reliability improvement at GTPS Uran | 0 | - | 0 | 0 | 0 | 0 | 0 | 0 |  |  | 0 | 0
0 | Procurement of 120 MW Stage III WHRP unit generator rotor at GTPS, Uran. | 0 | - | 0 | 0 | 0 | 0 | 0 | 0 |  |  | 0 | 0
31 | AI Based Comprehensive Infrasecure Project | 0 | - | 0 | 0 | 0 | 0 | 0 | 0 |  |  | 0 | 0
0 | AI Based Comprehensive Infrasecure Project | 0 | - | 0 | 0 | 0 | 0 | 0 | 18.6835 |  |  | 18.6835 | -18.6835
32 | A0 RESTORATION | 0 | - | 0 | 0 | 0 | 0 | 0 | 42.482 |  |  | 42.482 | -42.482
0 | A0 RESTORATION | 0 | - | 0 | 0 | 0 | 0 | 0 | 0 |  |  | 0 | 0
0 | 0 | 0 | - | 0 | 0 | 0 | 0 | 0 | 0 |  |  | 0 | 0
0 | B) Non-DPR Schemes | 0 | - | 0 | 0 | 0 | 0 | 0 | 0 |  |  | 0 | 0
1 | CHAIR REGULAR ERGONOMICS STANDARD(4370002018)/QTY60 | N.A. | - | 0 | 0.033294 | 0.033294 | 0 | 0 | 0 |  |  | 0 | 0
2 | 2 PANEL WOODEN SIDE TABLE 2 X 4 FT(4370002023)/QTY 20 | N.A. | - | 0 | 0.034646 | 0.034646 | 0 | 0 | 0 |  |  | 0 | 0
3 | EXECUTIVE REV CHAIR(4370002025)/QTY 19 | N.A. | - | 0 | 0.0079152 | 0.0079152 | 0 | 0 | 0 |  |  | 0 | 0
4 | INDUSTRIAL CABINET WITH 4 LOCKERS(4370002025)/QTY 19 | N.A. | - | 0 | 0.028267 | 0.028267 | 0 | 0 | 0 |  |  | 0 | 0
5 | INDUSTRIAL CABINET WITH 4 LOCKERS(4370002037)/QTY 6 | N.A. | - | 0 | 0.01116 | 0.01116 | 0 | 0 | 0 |  |  | 0 | 0
6 | CHAIR REGULAR (4370002039)/QTY 51 | N.A. | - | 0 | 0.037587 | 0.037587 | 0 | 0 | 0 |  |  | 0 | 0
7 | 3 BURNER GAS STOVE IRON PAN SUPPORT(4370002320)/QTY 1 | N.A. | - | 0 | 0.00199 | 0.00199 | 0 | 0 | 0 |  |  | 0 | 0
8 | 3 BURNER GAS STOVE IRON PAN SUPPORT(4370002319)/QTY 1 | N.A. | - | 0 | 0.0007795 | 0.0007795 | 0 | 0 | 0 |  |  | 0 | 0
9 | Samsung LCD TV(2 nos, 26" in Rest House)/QTY 2 | N.A. | - | 0 | 0.019555 | 0.019555 | 0 | 0 | 0 |  |  | 0 | 0
10 | Mobile Purchase for CE GTPS/QTY 1 | N.A. | - | 0 | 0.001599 | 0.001599 | 0 | 0 | 0 |  |  | 0 | 0
11 | Walkie Talkie NO.7/QTY 7 | N.A. | - | 0 | 0.011357 | 0.011357 | 0 | 0 | 0 |  |  | 0 | 0
12 | Electronic Appliances to rest houseGTPS 4370002069/QTY 1 | N.A. | - | 0 | 0.0042198 | 0.0042198 | 0 | 0 | 0 |  |  | 0 | 0
13 | Electronic Appliances to rest house(4370002070)/QTY 1 | N.A. | - | 0 | 0.0029609 | 0.0029609 | 0 | 0 | 0 |  |  | 0 | 0
14 | COLOR LASER JET PRINTER4370002282/QTY 2 | N.A. | - | 0 | 0.00473 | 0.00473 | 0 | 0 | 0 |  |  | 0 | 0
15 | LASER LASERJET PRINTER FOR A4 PAPER(4370002057)/QTY 5 | N.A. | - | 0 | 0.003516 | 0.003516 | 0 | 0 | 0 |  |  | 0 | 0
16 | Split Air Conditioner(4370002046)GUEST HOUSE/QTY 11 | N.A. | - | 0 | 0.057773 | 0.057773 | 0 | 0 | 0 |  |  | 0 | 0
17 | LASER ALL IN ONE A4 LASER PRINTER (4370002321) POG/QTY 12 | N.A. | - | 0 | 0.0222 | 0.0222 | 0 | 0 | 0 |  |  | 0 | 0
18 | COOLER WATER THERMOSTAT 40 F-45 F TYU-5(4370002318/QTY 4 | N.A. | - | 0 | 0.0047956 | 0.0047956 | 0 | 0 | 0 |  |  | 0 | 0
19 | UV WATER PURIFIER FILTER4370002059/QTY 4 | N.A. | - | 0 | 0.031558 | 0.031558 | 0 | 0 | 0 |  |  | 0 | 0
20 | ext. of compound wall around of GTPS Uran. | N.A. | - | 0 | 0.13699 | 0.13699 | 0 | 0 | 0 |  |  | 0 | 0
21 | Supply Installation & commissioning of 11TR Water cooled air conditioning package at GT Unit # 5 & 6 LCRs /14 QTY | N.A. | - | 0 | 0.30988 | 0.30988 | 0 | 0 | 0 |  |  | 0 | 0
22 | Procurment of new Ambulance Van MH-46-BM-2746/QTY 1 | N.A. | - | 0 | 0.10754 | 0.10754 | 0 | 0 | 0 |  |  | 0 | 0
23 | DG SET ASSY KIRLOSKAR 6SL8800TA-250(4370002473)/QTY 1 | N.A. | - | 0 | 0.0477 | 0.0477 | 0 | 0 | 0 |  |  | 0 | 0
24 | 3 seater sofa set(4370002496)/QTY 2 | N.A. | - | 0 | 0.005243 | 0.005243 | 0 | 0 | 0 |  |  | 0 | 0
25 | WET AND DRY VACUUM CLEANER(4370002509)/QTY 2 | N.A. | - | 0 | 0.0046 | 0.0046 | 0 | 0 | 0 |  |  | 0 | 0
26 | Revolving Chair(4370002467)/QTY 24 | N.A. | - | 0 | 0.018348 | 0.018348 | 0 | 0 | 0 |  |  | 0 | 0
27 | Regular Chair(4370002466)/QTY 10 | N.A. | - | 0 | 0.00801 | 0.00801 | 0 | 0 | 0 |  |  | 0 | 0
28 | Scrubber Dryers(4370002495)/QTY 2 | N.A. | - | 0 | 0.0258 | 0.0258 | 0 | 0 | 0 |  |  | 0 | 0
29 | MICROWAVE OVEN CAPACITY 32 LITERS(4370002510)/QTY 1 | N.A. | - | 0 | 0.002403 | 0.002403 | 0 | 0 | 0 |  |  | 0 | 0
30 | One Seater Sofa(4370002497)/QTY 4 | N.A. | - | 0 | 0.006302 | 0.006302 | 0 | 0 | 0 |  |  | 0 | 0
31 | S-Type Chairs(4370002460)/QTY 61 | N.A. | - | 0 | 0.035685 | 0.035685 | 0 | 0 | 0 |  |  | 0 | 0
32 | INDUSTRIAL CABINET WITH 4 LOCKERS(4370002464)/QTY 19 | N.A. | - | 0 | 0.037031 | 0.037031 | 0 | 0 | 0 |  |  | 0 | 0
33 | STEEL CABINET WITH 18 LOCKER(4370002461)/QTY 14 | N.A. | - | 0 | 0.020181 | 0.020181 | 0 | 0 | 0 |  |  | 0 | 0
34 | STEEL CABINET WITH 06 LOCKER(4370002462)/QTY 21 | N.A. | - | 0 | 0.033495 | 0.033495 | 0 | 0 | 0 |  |  | 0 | 0
35 | File Cabinet(4370002463)/QTY 22 | N.A. | - | 0 | 0.040566 | 0.040566 | 0 | 0 | 0 |  |  | 0 | 0
36 | Midback Chair(4370002456)/QTY 30 | N.A. | - | 0 | 0.017514 | 0.017514 | 0 | 0 | 0 |  |  | 0 | 0
37 | S-Type(backrest made of mesh)Chair(4370002465)/QTY 20 | N.A. | - | 0 | 0.01142 | 0.01142 | 0 | 0 | 0 |  |  | 0 | 0
38 | L Type Exe. Table(4370002471)/QTY 4 | N.A. | - | 0 | 0.024892 | 0.024892 | 0 | 0 | 0 |  |  | 0 | 0
39 | Godrej interio T-104 Table(4370002472)/QTY 18 | N.A. | - | 0 | 0.042228 | 0.042228 | 0 | 0 | 0 |  |  | 0 | 0
40 | Provi & fix garden benc.@GTPS Colony.(4370002503)./QTY 35 | N.A. | - | 0 | 0.032214 | 0.032214 | 0 | 0 | 0 |  |  | 0 | 0
41 | Supply of heavy pedestal type (4370002601)/QTY 20 | N.A. | - | 0 | 0.02626 | 0.02626 | 0 | 0 | 0 |  |  | 0 | 0
42 | 2 TON CAPACITY SPLIT AC(4370002498)/QTY 8 | N.A. | - | 0 | 0.03359 | 0.03359 | 0 | 0 | 0 |  |  | 0 | 0
43 | Procurement of 16 Channel DVR at GTPS.(4370002575)/QTY 1 | N.A. | - | 0 | 0.00104 | 0.00104 | 0 | 0 | 0 |  |  | 0 | 0
44 | Procurement of Server at GTPS Uran.(4385000212)/QTY 1 | N.A. | - | 0 | 0.054766 | 0.054766 | 0 | 0 | 0 |  |  | 0 | 0
45 | CCTV Cameras and DVR at GTPS URAN (4370002677)/QTY 13 | N.A. | - | 0 | 0.0036888 | 0.0036888 | 0 | 0 | 0 |  |  | 0 | 0
46 | 3 KW Geysers (Water Heaters) (4370002733)/QTY 18 | N.A. | - | 0 | 0.00576 | 0.00576 | 0 | 0 | 0 |  |  | 0 | 0
47 | WALL MOUNTED/Matress etc .Guest house FAN 24" 230V 1440RPM(4370002713)/QTY 39 | N.A. | - | 0 | 0.011658 | 0.011658 | 0 | 0 | 0 |  |  | 0 | 0
48 | COMPLETE PROJECTOR WITH STD ACCE.(4370002703)/QTY 1 | N.A. | - | 0 | 0.0061642 | 0.0061642 | 0 | 0 | 0 |  |  | 0 | 0
49 | NAS Storage device (4370002674)/QTY 1 | N.A. | - | 0 | 0.0225 | 0.0225 | 0 | 0 | 0 |  |  | 0 | 0
50 | DYNAMIC MIC,ACCESSORIES (4370002728)/QTY 5 | N.A. | - | 0 | 0.00247 | 0.00247 | 0 | 0 | 0 |  |  | 0 | 0
51 | DESKTOP (4370002709)/QTY 10 | N.A. | - | 0 | 0.056867 | 0.056867 | 0 | 0 | 0 |  |  | 0 | 0
52 | Procurement of Computer Monitor at GTPS.4370002812/QTY 15 | N.A. | - | 0 | 0.0213 | 0.0213 | 0 | 0 | 0 |  |  | 0 | 0
53 | Procurement of Air Purifiers in PCR’s4370002804/Qty 40 | N.A. | - | 0 | 0.007 | 0.007 | 0 | 0 | 0 |  |  | 0 | 0
54 | iPad & Laptop As Per Specification 4385000561/QTY 2 | N.A. | - | 0 | 0.019458 | 0.019458 | 0 | 0 | 0 |  |  | 0 | 0
55 | Projector Screen SZIE 8 X 10 FEET(4370002710)/QTY 1 | N.A. | - | 0 | 0.0010398 | 0.0010398 | 0 | 0 | 0 |  |  | 0 | 0
56 | Supply, Installation and commissioning of SCADA System for Raw and DM water plant at Water Treatment Plant, GTPS, Uran. | 0 | - | 0 | 0 | 0 | 0 | 0.9263 | 0.9263 |  |  | 0.9263 | 0
57 | Supply, Installation and commissioning of Battery chargers at stage II at GTPS Uran | 0 | - | 0 | 0 | 0 | 0 | 0.69004 | 0.69004 |  |  | 0.69004 | 0
58 | Up gradation of old Generator Protection System with Advance Series Microprocessor based system, GTPS Uarn | 0 | - | 0 | 0 | 0 | 0 | 1.093 | 1.093 |  |  | 1.093 | 0
59 | NABL laboratory set up including required instruments along with furniture and other accessories at WT Plant, GTPS, Uran. | 0 | - | 0 | 0 | 0 | 0 | 0.64239 | 0.64239 |  |  | 0.64239 | 0
60 | Providing and applying of chemical resistance coating to the internal surface of soft water storage tank at Water Treatment Plant, GTPS Uran | 0 | - | 0 | 1.4408 | 1.4408 | 0 | 0 | 0 |  |  | 0 | 0
61 | CCPP Process improvement through application of Thermal insulation for WHRP Boiler/GT exhaust area at GTPS, Uran | 0 | - | 0 | 0.85669 | 0.85669 | 0 | 0 | 0 |  |  | 0 | 0
62 | Procurement of grass cutting machine (Petrol engine) at GTPS, Uran. | 0 | - | 0 | 0.011328 | 0.011328 | 0 | 0 | 0 |  |  | 0 | 0
63 | Procurement of dedicated server for DSM System at GTPS Uran. | 0 | - | 0 | 0.0934 | 0.0934 | 0 | 0 | 0 |  |  | 0 | 0
64 | Procurement of Water Purifier | 0 | - | 0 | 0.000803 | 0.000803 | 0 | 0 | 0 |  |  | 0 | 0
65 | Procurement of 1.5T SPLIT AC | 0 | - | 0 | 0.0282 | 0.0282 | 0 | 0 | 0 |  |  | 0 | 0
66 | MOBILE PHONE FOR SHIFT I/C | 0 | - | 0 | 0.0013999 | 0.0013999 | 0 | 0 | 0 |  |  | 0 | 0
67 | MOBILE PHONE FOR SHIFT I/C | 0 | - | 0 | 0.0013499 | 0.0013499 | 0 | 0 | 0 |  |  | 0 | 0
68 | MOBILE PHONE FOR SHIFT I/C | 0 | - | 0 | 0.0013499 | 0.0013499 | 0 | 0 | 0 |  |  | 0 | 0
69 | Procurement of CCTV camera | 0 | - | 0 | 0.0051684 | 0.0051684 | 0 | 0 | 0 |  |  | 0 | 0
70 | Procurement of Desktop PC’s at GTPS URAN. | 0 | - | 0 | 0.084569 | 0.084569 | 0 | 0 | 0 |  |  | 0 | 0
71 | Procurement of 4 channel DVR & 4 cctv camera | 0 | - | 0 | 0.00147 | 0.00147 | 0 | 0 | 0 |  |  | 0 | 0
72 | Procurement of 8 channel mini DVR | 0 | - | 0 | 0.0012492 | 0.0012492 | 0 | 0 | 0 |  |  | 0 | 0
73 | Procurement of MOBILE PHONE | 0 | - | 0 | 0.0015 | 0.0015 | 0 | 0 | 0 |  |  | 0 | 0
74 | Procurement of Monitors at GTPS URAN. | 0 | - | 0 | 0.00101 | 0.00101 | 0 | 0 | 0 |  |  | 0 | 0
75 | Supply of Thinclients on Buyback for Uran GTPS | 0 | - | 0 | 0.12118 | 0.12118 | 0 | 0 | 0 |  |  | 0 | 0
76 | FY23-24 | 0 | - | 0 | 0 | 0 | 0 | 0 | 0 |  |  | 0 | 0
77 | PORT FIRE EXT ABC COMP EN3 AFFF - COMPOSITE CAPACITY 9 LTR 9KG | 0 | - | 0 | 3.3915 | 3.3915 | 0 | 0 | 0 |  |  | 0 | 0
78 | Procurement of Thermal Imaging Camera for Condition Monitoring of machine at GTPS,Uran. | 0 | - | 0 | 0.035046 | 0.035046 | 0 | 0 | 0 |  |  | 0 | 0
79 | DIGITAL ULTRASONIC FLOW METER | 0 | - | 0 | 0.016768 | 0.016768 | 0 | 0 | 0 |  |  | 0 | 0
80 | MEASURING &DISPLAYING HANDHELD INST | 0 | - | 0 | 0.0085314 | 0.0085314 | 0 | 0 | 0 |  |  | 0 | 0
81 | Approval for procuring Thickness measurment gauge,Portable flow meter and Vibration meter for GTPS, Uran | 0 | - | 0 | 0.00924 | 0.00924 | 0 | 0 | 0 |  |  | 0 | 0
82 | Supply, installation and commissioning of 1.5 ton Window Air Conditioner and 1.5 Ton Split Air conditioners with inverter technology at GTPS Uran. | 0 | - | 0 | 0.013586 | 0.013586 | 0 | 0 | 0 |  |  | 0 | 0
83 | Procurement of monitors at GTPS Uran | 0 | - | 0 | 0.0144 | 0.0144 | 0 | 0 | 0 |  |  | 0 | 0
84 | Procurement of Desktop PC’s and Laptop at GTPS Uran | 0 | - | 0 | 0.005499 | 0.005499 | 0 | 0 | 0 |  |  | 0 | 0
85 | SUPPLY & INSTALLATION OF VC SETUP AND INTERACTIVE DISPLAY FOR GTPS URAN | 0 | - | 0 | 0.030763 | 0.030763 | 0 | 0 | 0 |  |  | 0 | 0
86 | Supply, installation and commissioning of water purifiers and water purifier cum cooler at GTPS Uran. | 0 | - | 0 | 0.00285 | 0.00285 | 0 | 0 | 0 |  |  | 0 | 0
87 | Urgent procurement and installation of UV Water Purifier cum cooler at GTPS, Uran on confirmatory basis. | 0 | - | 0 | 0.008378 | 0.008378 | 0 | 0 | 0 |  |  | 0 | 0
88 | Supply, installation and commissioning of RO+UV+UF Storage Type Water Purifiers at GTPS,Uran. | 0 | - | 0 | 0.012951 | 0.012951 | 0 | 0 | 0 |  |  | 0 | 0
89 | Procurement of Hot air oven for general laboratory at Water Treatment Plant, GTPS,Uran | 0 | - | 0 | 0.001475 | 0.001475 | 0 | 0 | 0 |  |  | 0 | 0
90 | Supply of Plastic Chair and Dinning table at Guest House & new dormitory of GTPS Uran. | 0 | - | 0 | 0.0061545 | 0.0061545 | 0 | 0 | 0 |  |  | 0 | 0
91 | Procurement of Desktop PC’s and Laptop at GTPS Uran | 0 | - | 0 | 0.0088 | 0.0088 | 0 | 0 | 0 |  |  | 0 | 0
92 | COLOR LASER JET PRINTERADMIN BUILDING | 0 | - | 0 | 0.006379 | 0.006379 | 0 | 0 | 0 |  |  | 0 | 0
93 | DEEP FREEZER CAP 205 LITERSGuest House | 0 | - | 0 | 0.004248 | 0.004248 | 0 | 0 | 0 |  |  | 0 | 0
94 | CCTV, DVR , CCTV CableGuest HO&Club HO | 0 | - | 0 | 0.011741 | 0.011741 | 0 | 0 | 0 |  |  | 0 | 0
95 | Supply installation, commissioning and testing of 220 V, 800 Ah Ni-Cadmium/ 220 V, 965 Ah Plante Type battery sets for Stage III WHRP 120 MW A0 & B0 Units at Gas Turbine Power Station, Uran. | 0 | - | 0 | 0 | 0 | 0 | 0 | 0 |  |  | 0 | 0
96 | Supply, installation and commissioning of Actuators for HP bypass, LP bypass and HP bypass injection spray control valve at GTPS, Uran. | 0 | - | 0 | 0 | 0 | 0 | 0 | 0 |  |  | 0 | 0
97 | Procurement of rotating blades of 29th, 30th and 31st stage (along with installation materials) for 120MW KWU Steam Turbine B-0 at GTPS, Uran | 0 | - | 0 | 0 | 0 | 0 | 0 | 0 |  |  | 0 | 0
| Total |  |  |  | 95.666 | 87.146 | 8.52 | 27.4391 | 92.4046 | 0 | 0 | 92.4046 | -56.4455
FY 2025-26
a) DPR Schemes
(i) Submitted to MERC
1 | Up gradation of Gas Turbine Automation system, SFC and Excitation system | MERC/CAPEX/20122013/02285 | 2013-01-09 | 23.31 | 0 | 0 | 0 | 0 | 0 |  |  | 0 | 0 | 0 | 0
1.1 | Up-gradation of GT Automation System (Automation System PPA T3000) for Unit - 8 Stage-II | MERC/CAPEX/20122013/02285 | 2013-01-09 | 12.4 | 11.25 | 11.25 | 0 | 0 | 0 |  |  | 0 | 0 | 0 | 0
1.2 | Up-Gradation of Starting Frequency Converter & Static Excitation Equipment for GT-7 & GT-8 of Stage-II | MERC/CAPEX/20122013/02285 | 2013-01-09 | 10.91 | 9.87 | 9.87 | 0 | 0 | 0 |  |  | 0 | 0 | 0 | 0
2 | Procurement of Turbine 1st & 2nd stage blades for Gas Turbine U#6 | MERC/TECH 1/CAPEX/20142015/00087 | 2014-04-10 | 17.21 | 0 | 0 | 0 | 0 | 0 |  |  | 0 | 0 | 0 | 0
2.1 | Procurement of Turbine 1st & 2nd stage blades for Gas Turbine U#6 | MERC/TECH 1/CAPEX/20142015/00087 | 2014-04-10 | 17.21 | 17.5525 | 17.5525 | 0 | 0 | 0 |  |  | 0 | 0 | 0 | 0
3 | A0/B0 WHRP Unit Automation at GTPS Uran | MERC/CAPEX/20172018/4321 | 2017-10-11 | 24.6 | 0 | 0 | 0 | 0 | 0 |  |  | 0 | 0 | 0 | 0
3.1 | Supply of Siemens automation system and operation, monitoring and information system (SPPA-T3000 DCS) along with all necessary accessories for up-gradation and 10% mandatory spares. | MERC/CAPEX/20172018/4321 | 2017-10-11 | 20.39 | 17.0437 | 8.5237 | 8.52 | 0 | 0 |  |  | 0 | 8.52 | 0 | 0
3.2 | Service price for design, engineering, testing, erection, supervision, commissioning and training. | MERC/CAPEX/20172018/4321 | 2017-10-11 | 3.57 | 0.75469 | 0.75469 | 0 | 0 | 0 |  |  | 0 | 0 | 0 | 0
0 | IDC | MERC/CAPEX/20172018/4321 | 2017-10-11 | 0.64 | 1.1987 | 1.1987 | 0 | 0 | 0 |  |  | 0 | 0 | 0 | 0
4 | Renovation of Gas Turbine Air Intake System (Filter house for two units) at GTPS Uran | MERC/CAPEX/20172018/4645 | 2017-11-10 | 17 | 0 | 0 | 0 | 0 | 0 |  |  | 0 | 0 | 0 | 0
4.1 | SUPPLY & Work COST for 2 GT Units. | MERC/CAPEX/20172018/4645 | 2017-11-10 | 17 | 0 | 0 | 0 | 0 | 0 |  |  | 0 | 0 | 0 | 0
0 | 0 | 0 | - | 0 | 0 | 0 | 0 | 0 | 0 |  |  | 0 | 0 | 0 | 0
5 | Procurement of compressor rotor blades and tie rod with front hollow shaft for GT Unit No. 8 at GTPS Uran | MERC/CAPEX/20172018/0151 | 2018-01-31 | 19.197 | 0 | 0 | 0 | 0 | 0 |  |  | 0 | 0 | 0 | 0
5.1 | Procurement of GT-8 Compressor rotor blades (complete set) | MERC/CAPEX/20172018/0151 | 2018-01-31 | 9.04 | 7.6515 | 7.6515 | 0 | 0 | 0 |  |  | 0 | 0 | 0 | 0
5.2 | Procurement of GT-8 Tie rod & front hollow shaft along with installation materials | MERC/CAPEX/20172018/0151 | 2018-01-31 | 9.806 | 9.0831 | 9.0831 | 0 | 0 | 0 |  |  | 0 | 0 | 0 | 0
0 | IDC | MERC/CAPEX/20172018/0151 | 2018-01-31 | 0.351 | 2.1674 | 2.1674 | 0 | 0 | 0 |  |  | 0 | 0 | 0 | 0
6 | Upgradation of Automation Systems of GT-7 & Static Excitation Equipment of B0 Unit at GTPS Uran | MERC/CAPEX/2019-2020/422 | 2019-07-29 | 22.57 | 0 | 0 | 0 | 8.8972 | 8.8972 |  |  | 8.8972 | 0 | 8.8972 | 0
6.1 | Up-gradation of GT Automation System for Unit – 7 (Stage – II) | MERC/CAPEX/2019-2020/422 | 2019-07-29 | 15.62 | 0 | 0 | 0 | 0 | 0 |  |  | 0 | 0 | 0 | 0
6.2 | Up-gradation of B0 Static Excitation System for Stage – III | MERC/CAPEX/2019-2020/422 | 2019-07-29 | 6.43 | 2.2759 | 2.2759 | 0 | 0.52 | 0.52 |  |  | 0.52 | 0 | 0.52 | 0
0 | IDC | MERC/CAPEX/2019-2020/422 | 2019-07-29 | 0.52 | 0 | 0 | 0 | 0 | 0 |  |  | 0 | 0 | 0 | 0
7 | Procurement of MOH Spares & Insurance Spares for Unit-8 at GTPS Uran | MERC/CAPEX/2019-2020/121 | 2020-02-04 | 36.1381 | 0 | 0 | 0 | 1.5551 | 1.5551 |  |  | 1.5551 | 0 | 1.5551 | 0
7.1 | GT Unit no.8 Major Over Haul (MOH) Spares | MERC/CAPEX/2019-2020/121 | 2020-02-04 | 22.1782 | 17.1795 | 17.1795 | 0 | 1.7936 | 1.7936 |  |  | 1.7936 | 0 | 1.7936 | 0
7.2 | GT Unit no.8 Insurance Spares | MERC/CAPEX/2019-2020/121 | 2020-02-04 | 13.9599 | 2.8427 | 2.8427 | 0 | 0 | 0 |  |  | 0 | 0 | 0 | 0
0 | IDC | MERC/CAPEX/2019-2020/121 | 2020-02-04 | 0 | 0 | 0 | 0 | 0 | 0 |  |  | 0 | 0 | 0 | 0
8 | Implementation of Energy Saving Scheme with VFD for HP Feed Water Pump (HPFWP) and Condensate Extraction Pumps (CEP) for Stage-III at GTPS, Uran | MERC/CAPEX/2020-21/WFH/SBR/1 | 2020-04-21 | 11.206 | 0 | 0 | 0 | 11.1734 | 11.1734 |  |  | 11.1734 | 0 | 11.1734 | 0
8.1 | Implementation of VFD with Bypass system for HP Feed Water Pumps (HPFWP) and Condensate Extraction Pumps (CEP) for St-III at GTPS, Uran.(Supply + Works) | MERC/CAPEX/2020-21/WFH/SBR/1 | 2020-04-21 | 10.856 | 0 | 0 | 0 | 0.35 | 0.35 |  |  | 0.35 | 0 | 0.35 | 0
0 | IDC | MERC/CAPEX/2020-21/WFH/SBR/1 | 2020-04-21 | 0.35 | 0 | 0 | 0 | 0 | 0 |  |  | 0 | 0 | 0 | 0
9 | Plant Civil Works & Renovation of Colony Civil Works at GTPS Uran | MERC/CAPEX/FY 2021-22/MSPGCL /25 | 2022-02-17 | 19.2812 | 0 | 0 | 0 | 0 | 0 |  |  | 0 | 0 | 0 | 0
9.1 | Renovations, refurbishment of Residential colony at GTPS, Uran. | MERC/CAPEX/FY 2021-22/MSPGCL /25 | 2022-02-17 | 7.5638 | 0 | 0 | 0 | 0 | 0 |  |  | 0 | 0 | 0 | 0
9.1.1 | Providing weather shed over the parpet at Type-I, Type-II, Type-D, Type- III & Type-IV quarters at GTPS , Uran. | 0 | - | 1.4278 | 1.41 | 1.41 | 0 | 0 | 0 |  |  | 0 | 0
0 | IDC | 0 | - | 0 | 0.031792 | 0.031792 | 0 | 0 | 0 |  |  | 0 | 0
9.1.2 | Providing vitrified flooring to Type-I, Type-II, Type-D, Type- III & E quarters at GTPS , Uran. | 0 | - | 2.0178 | 1.9088 | 1.9088 | 0 | 0 | 0 |  |  | 0 | 0
0 | IDC | 0 | - | 0 | 0 | 0 | 0 | 0 | 0 |  |  | 0 | 0
9.1.3 | Renovation/ Refurbishment including internal structural strangthing of Type-I, Type-II, Type-D, Type- III & Type- E & F quarters at GTPS , Uran. | 0 | - | 0.885 | 0.80812 | 0.80812 | 0 | 0 | 0 |  |  | 0 | 0
0 | IDC | 0 | - | 0 | 0 | 0 | 0 | 0 | 0 |  |  | 0 | 0
9.1.4 | External face-lifting including structural strengthening to walls and RCC structures of TYPE-I, TYPE-II, & D-TYPE quarters: | 0 | - | 3.2332 | 2.8466 | 2.8466 | 0 | 0 | 0 |  |  | 0 | 0
9.2 | Internal colony Road at GTPS, Uran. | MERC/CAPEX/FY 2021-22/MSPGCL /25 | 2022-02-17 | 1.0974 | 1.0383 | 1.0383 | 0 | 0 | 0 |  |  | 0 | 0 | 0 | 0
9.3 | Renovation of sanitary system including Replacing sanitary and storm water drainage pipelines in colony area. | MERC/CAPEX/FY 2021-22/MSPGCL /25 | 2022-02-17 | 1.5458 | 1.5079 | 1.5079 | 0 | 0 | 0 |  |  | 0 | 0 | 0 | 0
9.4 | Renovations, refurbishment of Recreation Club Building in colony at GTPS Uran | MERC/CAPEX/FY 2021-22/MSPGCL /25 | 2022-02-17 | 0 | 0 | 0 | 0 | 0 | 0 |  |  | 0 | 0 | 0 | 0
9.5 | Strengthening to steel structures by epoxy painting within the plant area at GTPS, Uran | MERC/CAPEX/FY 2021-22/MSPGCL /25 | 2022-02-17 | 1.5104 | 1.3038 | 1.3038 | 0 | 0 | 0 |  |  | 0 | 0 | 0 | 0
10 | Procurement of Turbine Rotor blades of all 4 stages & Compressor Rotor blades set (along with installation materials) for GT Unit no.7 at GTPS Uran | MERC/CAPEX/FY 2022-23/0162 | 2022-04-18 | 36.9 | 0 | 0 | 0 | 21.8389 | 21.8389 |  |  | 21.8389 | 0 | 21.8389 | 0
10.1 | Procurement of Turbine Rotor blades of all 4 stages & Compressor Rotor blades set (along with installation materials) for GT Unit no.7 at GTPS Uran | MERC/CAPEX/FY 2022-23/0162 | 2022-04-18 | 36.43 | 0 | 0 | 0 | 0.472 | 0.472 |  |  | 0.472 | 0 | 0.472 | 0
0 | IDC | MERC/CAPEX/FY 2022-23/0162 | 2022-04-18 | 0.47 | 0 | 0 | 0 | 0 | 0 |  |  | 0 | 0 | 0 | 0
HO DPR 8 | Replacement of Fire Tenders at Various Power Stations of Mahagenco | MERC/CAPEX/20172018/4653 | 2017-11-13 | 2.5 | 0 | 0 | 0 | 0 | 0 |  |  | 0 | 0 | 0 | 0
HO DPR 8.2 | Normal Multipurpose Fire Tender | MERC/CAPEX/20172018/4653 | 2017-11-13 | 2.5 | 2.1847 | 2.1847 | 0 | 0 | 0 |  |  | 0 | 0 | 0 | 0
0 | IDC | MERC/CAPEX/20172018/4653 | 2017-11-13 | 0 | 0.042562 | 0.042562 | 0 | 0 | 0 |  |  | 0 | 0 | 0 | 0
HO DPR-10 | Implementation of IB recommendations- Civil works at various TPS of Mahagenco | MERC/CAPEX/20172018/0177 | 2018-02-06 | 0.944 | 0 | 0 | 0 | 0 | 0 |  |  | 0 | 0 | 0 | 0
HO DPR 10.1 | GTPS Uran | MERC/CAPEX/20172018/0177 | 2018-02-06 | 0.944 | 0 | 0 | 0 | 0 | 0 |  |  | 0 | 0 | 0 | 0
0 | IDC | MERC/CAPEX/20172018/0177 | 2018-02-06 | 0 | 0 | 0 | 0 | 0 | 0 |  |  | 0 | 0 | 0 | 0
HO DPR 11 | Construction of new Administrative Building for Mahagenco at Vidyut Bhawan, Katol Road, Nagpur | MERC/CAPEX/2021-2022/MSPGCL/063 | 2022-02-12 | 57 | 0 | 0 | 0 | 0 | 0 |  |  | 0 | 0 | 0 | 0
HO DPR 11.1 | Construction of new Administrative Building for Mahagenco at Vidyut Bhawan, Katol Road, Nagpur | MERC/CAPEX/2021-2022/MSPGCL/063 | 2022-02-12 | 54.24 | 0 | 0 | 0 | 0 | 0 |  |  | 0 | 0
0 | IDC | MERC/CAPEX/2021-2022/MSPGCL/063 | 2022-02-12 | 2.76 | 0 | 0 | 0 | 0 | 0 |  |  | 0 | 0
HO DPR 12 | Centralized Monitoring Solution | MERC/CAPEX/MSPGCL/2023-24/0576 | 2023-11-02 | 69.309 | 0 | 0 | 0 | 0 | 0 |  |  | 0 | 0
HO DPR 12.1 | Centralized Monitoring Solution | MERC/CAPEX/MSPGCL/2023-24/0576 | 2023-11-02 | 66.009 | 0 | 3.8 | -3.8 | 0 | 0 |  |  | 0 | -3.8
0 | IDC | MERC/CAPEX/MSPGCL/2023-24/0576 | 2023-11-02 | 3.3 | 0 | 0 | 0 | 0 | 0 |  |  | 0 | 0
0 | (ii) Yet to be submitted to MERC | 0 | - | 0 | 0 | 0 | 0 | 0 | 0 |  |  | 0 | 0
1 | Procurement of GT blades & other essential GT Hot gas components | 0 | - | 0 | 0 | 0 | 0 | 0 | 0 |  |  | 0 | 0
0 | 1) Procurement of GT Stator blades of stages 1&2 | 0 | - | 0 | 0 | 0 | 0 | 17 | 17 |  |  | 17 | 0
0 | 2) Procurement of Bricks / Tiles & tile holders for GT | 0 | - | 0 | 0 | 0 | 0 | 2.5 | 2.5 |  |  | 2.5 | 0
0 | 3) Procurement of mixing chambers (02 Nos) | 0 | - | 0 | 0 | 0 | 0 | 8.5 | 8.5 |  |  | 8.5 | 0
0 | 14) Procurement of stage2 rotor blades | 0 | - | 0 | 0 | 0 | 0 | 0 | 0 |  |  | 0 | 0
2 | Procurement of all 16 stage Compressor Diaphragms | 0 | - | 0 | 0 | 0 | 0 | 36 | 36 |  |  | 36 | 0
3 | Procurement of insurance spares for GT units | 0 | - | 0 | 0 | 0 | 0 | 0 | 0 |  |  | 0 | 0
0 | 1) Procurement of Inconel plates | 0 | - | 0 | 0 | 0 | 0 | 5 | 5 |  |  | 5 | 0
0 | 2) Procurement of Inner casing washers | 0 | - | 0 | 0 | 0 | 0 | 1.5 | 1.5 |  |  | 1.5 | 0
0 | 3) Procurement of Upper conical section | 0 | - | 0 | 0 | 0 | 0 | 0 | 0 |  |  | 0 | 0
0 | 4) Procurement of LUWA cooler panels | 0 | - | 0 | 0 | 0 | 0 | 1.4 | 1.4 |  |  | 1.4 | 0
0 | 5) Procurement of Burners | 0 | - | 0 | 0 | 0 | 0 | 0 | 0 |  |  | 0 | 0
0 | 6) Procurement of K rings | 0 | - | 0 | 0 | 0 | 0 | 0 | 0 |  |  | 0 | 0
0 | 7) GT Fasteners (Mixing chamber, dome fastners) | 0 | - | 0 | 0 | 0 | 0 | 1 | 1 |  |  | 1 | 0
0 | 8) Procurement of Blow off valves | 0 | - | 0 | 0 | 0 | 0 | 0 | 0 |  |  | 0 | 0
0 | 9) Procurement of two Flame tubes for one GT unit | 0 | - | 0 | 0 | 0 | 0 | 0 | 0 |  |  | 0 | 0
4 | Procurement of various spares & retrofitting of existing systems for reliability improvement of WHRP Boilers at GTPS Uran | 0 | - | 0 | 0 | 0 | 0 | 0 | 0 |  |  | 0 | 0
0 | 1) HP BCP (4 Nos) , LP BCP (4 Nos) pump set | 0 | - | 0 | 0 | 0 | 0 | 10 | 10 |  |  | 10 | 0
0 | 2) Preheat pump set ,DM make up pump set, clean drain pump set and CEP pump set | 0 | - | 0 | 0 | 0 | 0 | 1 | 1 |  |  | 1 | 0
0 | 3) Complete Boiler (2 Nos) duct plate replacement | 0 | - | 0 | 0 | 0 | 0 | 5 | 5 |  |  | 5 | 0
0 | 4) Insulation replacement of A1 and B2 boiler. | 0 | - | 0 | 0 | 0 | 0 | 1.8 | 1.8 |  |  | 1.8 | 0
0 | 5) Chimeny insulation of A1,B1 and B2 boiler | 0 | - | 0 | 0 | 0 | 0 | 0.85 | 0.85 |  |  | 0.85 | 0
0 | 6) A1 boiler LP evaporator tube replacement work. | 0 | - | 0 | 0 | 0 | 0 | 1.7 | 1.7 |  |  | 1.7 | 0
0 | 7)B2 boiler HP Evaporator and HP Economiser sagged and need to be replaced | 0 | - | 0 | 0 | 0 | 0 | 1 | 1 |  |  | 1 | 0
0 | 8) B1 boiler Hp evaporator tube sagged and need to be replaced | 0 | - | 0 | 0 | 0 | 0 | 1 | 1 |  |  | 1 | 0
0 | 9) Seal Air FAN WITH MOTOR | 0 | - | 0 | 0 | 0 | 0 | 2 | 2 |  |  | 2 | 0
0 | 10) B1 and B2 Boiler BID and BYD Damper Control System Upgradation. | 0 | - | 0 | 0 | 0 | 0 | 1.25 | 1.25 |  |  | 1.25 | 0
5 | Supply, Erection & commissioning for GT Unit-5,6, WHRP Unit A0 Automation Up-gradation and up-gradation of 120MW A0 Unit SEE system | 0 | - | 0 | 0 | 0 | 0 | 0 | 0 |  |  | 0 | 0
0 | 1) Supply, Erection & commissioning for GT Unit-5 Automation Up-gradation at GTPS, Uran. | 0 | - | 0 | 0 | 0 | 0 | 0 | 0 |  |  | 0 | 0
0 | 2) Supply, Erection & commissioning for GT Unit-6 Automation Up-gradation at GTPS, Uran. | 0 | - | 0 | 0 | 0 | 0 | 0 | 0 |  |  | 0 | 0
0 | 3) Supply, Erection & commissioning for WHRP Unit- A0 Automation Up-gradation at GTPS, Uran. | 0 | - | 0 | 0 | 0 | 0 | 0 | 0 |  |  | 0 | 0
0 | 4) Up-gradation of 120MW A0 Unit SEE system at GTPS, Uran. | 0 | - | 0 | 0 | 0 | 0 | 0 | 0 |  |  | 0 | 0
6 | Procurement of Steam Turbine spares for A0 restoaration at GTPS, Uran. (Procurement of Stator, Rotor casing alongwith blades & Bearing.) | 0 | - | 0 | 0 | 0 | 0 | 0 | 0 |  |  | 0 | 0
7 | Procurement of various spares & retrofitting of existing systems for reliability improvement of CCPP units at GTPS Uran | 0 | - | 0 | 0 | 0 | 0 | 0 | 0 |  |  | 0 | 0
0 | 1) Modification of HT LT Radiators of 4MW DG set. | 0 | - | 0 | 0 | 0 | 0 | 1 | 1 |  |  | 1 | 0
0 | 2) MODIFIED Air FILTERS FOR GT UNITS | 0 | - | 0 | 0 | 0 | 0 | 0.7 | 0.7 |  |  | 0.7 | 0
0 | 3) Procurement of Oil Separator (2 Nos.) | 0 | - | 0 | 0 | 0 | 0 | 0.5 | 0.5 |  |  | 0.5 | 0
0 | 4) CCR and Admin HVAC system replacement work | 0 | - | 0 | 0 | 0 | 0 | 0 | 0 |  |  | 0 | 0
0 | 5) ACW pumps and Pipeline procurement and replacement | 0 | - | 0 | 0 | 0 | 0 | 0 | 0 |  |  | 0 | 0
0 | 6) Procurement and Replacement work of corroded cooling water line, Firefighting pipeline in the plant. | 0 | - | 0 | 0 | 0 | 0 | 0 | 0 |  |  | 0 | 0
0 | 7) Fixed Fire fighting installation at Gas skid near MM Section | 0 | - | 0 | 0 | 0 | 0 | 0 | 0 |  |  | 0 | 0
0 | 8) Fixed Fire fighting installation at Gas skid near Unit -5 A1 Boiler | 0 | - | 0 | 0 | 0 | 0 | 0 | 0 |  |  | 0 | 0
0 | 9) Replacment of CO2 flooding system with advance system at Unit-5,6,7,8 | 0 | - | 0 | 0 | 0 | 0 | 0 | 0 |  |  | 0 | 0
0 | 10) Stage II EOP motor | 0 | - | 0 | 0 | 0 | 0 | 0.03 | 0.03 |  |  | 0.03 | 0
0 | 11) Evacuation pump motor | 0 | - | 0 | 0 | 0 | 0 | 0.05 | 0.05 |  |  | 0.05 | 0
0 | 12) St III Boiler Hydac Pump motor | 0 | - | 0 | 0 | 0 | 0 | 0.01 | 0.01 |  |  | 0.01 | 0
0 | 13) LT BREAKER ST II (1600) AMP | 0 | - | 0 | 0 | 0 | 0 | 0.2 | 0.2 |  |  | 0.2 | 0
0 | 14) LT BREAKER ST III and WTP (3200) AMP | 0 | - | 0 | 0 | 0 | 0 | 0.4 | 0.4 |  |  | 0.4 | 0
0 | 15) Battery replacement | 0 | - | 0 | 0 | 0 | 0 | 0 | 0 |  |  | 0 | 0
0 | 16) Rennovation of AC plant piping | 0 | - | 0 | 0 | 0 | 0 | 0.5 | 0.5 |  |  | 0.5 | 0
0 | 17) Up gradation Of Old Generator Protection System with Advance Series Microprocessor based System for GT at GTPS Uran | 0 | - | 0 | 0 | 0 | 0 | 0.6 | 0.6 |  |  | 0.6 | 0
0 | 18) Supply, Installation and commissioning of battery chargers at Stage-II at GTPS,Uran. | 0 | - | 0 | 0 | 0 | 0 | 0.2 | 0.2 |  |  | 0.2 | 0
0 | 19) Procurement of on-line dissolve oxygen, pH & conductivity measurement with transmitter for boiler and steam turbine at GTPS Uran | 0 | - | 0 | 0 | 0 | 0 | 0 | 0 |  |  | 0 | 0
0 | 20) Procurement of Optical Gas Leak imaging Camera for gas leak detection at GTPS,Uran. | 0 | - | 0 | 0 | 0 | 0 | 0 | 0 |  |  | 0 | 0
0 | 21) Procurement of HP and LP bypass control valve actuator and HP bypass spray control valve actuator at GTPS uran (3 No) | 0 | - | 0 | 0 | 0 | 0 | 1.9 | 1.9 |  |  | 1.9 | 0
0 | 22) New SCADA system for WTP operation at GTPS Uran | 0 | - | 0 | 0 | 0 | 0 | 0.25 | 0.25 |  |  | 0.25 | 0
0 | 23) Replacement of existing field instruments of WTP ( level transmitters, level switches, pH meter with sensor, flow meters and Transmittres,conductivity meter with sensors, dissolve oxygen meter with sensors, pressure gauges, pneumatic valves with feedback) at GTPS Uran | 0 | - | 0 | 0 | 0 | 0 | 0.75 | 0.75 |  |  | 0.75 | 0
8 | DPR-1 DPR for Condenser Vacuum imrovement by procurement and erection/Upgradation of ACC pannels of A0 Unit | 0 | - | 0 | 0 | 0 | 0 | 0 | 0 |  |  | 0 | 0
9 | Supply and erection of ACC Pannels/ Upgradation (A0 ACC Pannels) | 0 | - | 0 | 0 | 0 | 0 | 0 | 0 |  |  | 0 | 0
10 | DPR for Replacement of HP and LP cycle valves of Boilers. | 0 | - | 0 | 0 | 0 | 0 | 0 | 0 |  |  | 0 | 0
0 | Supply of all valves of Boiler HP feed station valves, overflow valves, MIV valve, shutoff valve (A1,A2,B1,B2 Boilers) | 0 | - | 0 | 0 | 0 | 0 | 0 | 0 |  |  | 0 | 0
0 | Supply all valves of Boiler LP feed station valves, Overflow valves, MIV valve, shutoff valve (A1,A2,B1,B2 Boilers) | 0 | - | 0 | 0 | 0 | 0 | 0 | 0 |  |  | 0 | 0
11 | DPR for Turbine section upgrade of GT unit 5 | 0 | - | 0 | 0 | 0 | 0 | 0 | 0 |  |  | 0 | 0
0 | Supply of Turbine rotor blades 3 & 4 and Turbine stator blades 3 & 4 along with installation material (TSU) GT 5 | 0 | - | 0 | 0 | 0 | 0 | 75 | 75 |  |  | 75 | 0
12 | DPR for Replacement of Various pumps of A0 & B0 block and HP LP drum, HP LP BCP allied valves of boiler | 0 | - | 0 | 0 | 0 | 0 | 0 | 0 |  |  | 0 | 0
0 | Supply of various pumps (HP BCP , LP BCP, HP and LP Feed water pumps, preheater, evacuation pumps, CEP pumps etc Pumps (A0 and B0 Block) | 0 | - | 0 | 0 | 0 | 0 | 19.12 | 19.12 |  |  | 19.12 | 0
0 | Supply of HP & LP Drum and superheater safety valve, drain station valves (A1,A2,B1,B2 Boilers) | 0 | - | 0 | 0 | 0 | 0 | 0 | 0 |  |  | 0 | 0
0 | Supply of HP & LP BCP suction valves, discharge valves , NRV (A1,A2,B1,B2 Boilers) | 0 | - | 0 | 0 | 0 | 0 | 0 | 0 |  |  | 0 | 0
13 | DPR for Life extension of B0 block by replacement of LP evaporator header and tubes, boiler duct plate, B0 steam turbine free standing blades and bearing | 0 | - | 0 | 0 | 0 | 0 | 0 | 0 |  |  | 0 | 0
0 | Supply and eretion of LP Evaporator header and Tubes (B1Boiler) | 0 | - | 0 | 0 | 0 | 0 | 0 | 0 |  |  | 0 | 0
0 | Supply of boiler duct plate (B1,B2 Boiler) | 0 | - | 0 | 0 | 0 | 0 | 0 | 0 |  |  | 0 | 0
0 | Supply of Steam turbine free standing blades (B0 steam turbine) | 0 | - | 0 | 0 | 0 | 0 | 0 | 0 |  |  | 0 | 0
0 | Supply of Steam turbine Journal cum Thrust bearing (A0 Steam Turbine) | 0 | - | 0 | 0 | 0 | 0 | 0 | 0 |  |  | 0 | 0
14 | DPR for Life extension of GT Units by replacement of GT Gas ESV , Control valves and GT transmitter unit (barring gear assembly), Hand barring assembly. | 0 | - | 0 | 0 | 0 | 0 | 0 | 0 |  |  | 0 | 0
0 | Supply of GT Gas ESV & Control valve (GT 6,7 & 8) | 0 | - | 0 | 0 | 0 | 0 | 0 | 0 |  |  | 0 | 0
0 | Supply of GT Transmitter unit with Hand barring assembly (GT 5 & 6 Transmitter Unit and GT 5,6,7,8 Hand Barring assembly ) | 0 | - | 0 | 0 | 0 | 0 | 0 | 0 |  |  | 0 | 0
15 | DPR for procurement of Inconel 617 plate for mixing chambers and Replacement of GT exhaust bellows, honeycomb. | 0 | - | 0 | 0 | 0 | 0 | 0 | 0 |  |  | 0 | 0
0 | Supply of inconel 617 plate for mixing chambers (All GT) | 0 | - | 0 | 0 | 0 | 0 | 0 | 0 |  |  | 0 | 0
0 | Replacement of GT exhaust bellows and honeycomb. (GT7 & 8) | 0 | - | 0 | 0 | 0 | 0 | 0 | 0 |  |  | 0 | 0
16 | DPR for Turbine section upgrade of GT unit 7 | 0 | - | 0 | 0 | 0 | 0 | 0 | 0 |  |  | 0 | 0
0 | Supply of Turbine rotor blades 3 & 4 and Turbine stator blades 3 & 4 along with installation material (TSU) GT 7 | 0 | - | 0 | 0 | 0 | 0 | 0 | 0 |  |  | 0 | 0
17 | DPR for Supply and erection of new air compressor system with screw type compressor, HVAC system with Screw type Compressor and Stg II and Stg III DG set at GTPS Uran | 0 | - | 0 | 0 | 0 | 0 | 0 | 0 |  |  | 0 | 0
0 | Supply and erection of new Air compressor system with Screw type Compressor (Service & instrument air compressors) | 0 | - | 0 | 0 | 0 | 0 | 0 | 0 |  |  | 0 | 0
0 | Supply and erection of new HVAC system with Screw type Compressor | 0 | - | 0 | 0 | 0 | 0 | 0 | 0 |  |  | 0 | 0
0 | Supply & Errection of Stage II and Stage III DG set | 0 | - | 0 | 0 | 0 | 0 | 0 | 0 |  |  | 0 | 0
18 | DPR for Life extension of GT by procurement of Mixing chambers with installation material and Procurement of GT flametube bricks & brick holders. | 0 | - | 0 | 0 | 0 | 0 | 0 | 0 |  |  | 0 | 0
0 | Supply of Mixing chambers with installation material (GT 5) | 0 | - | 0 | 0 | 0 | 0 | 0 | 0 |  |  | 0 | 0
0 | Supply of GT Flametube bricks & brick holders (All GT) | 0 | - | 0 | 0 | 0 | 0 | 0 | 0 |  |  | 0 | 0
19 | DPR for Life extension of GT by Procurement of Compressor diaphragm rings with stator blades– 1 to 16 for GT Unit 6. | 0 | - | 0 | 0 | 0 | 0 | 0 | 0 |  |  | 0 | 0
0 | Supply of Compressor diaphragm rings with stator blades– 1 to 16 (GT 6) | 0 | - | 0 | 0 | 0 | 0 | 0 | 0 |  |  | 0 | 0
20 | DPR for Procurement of Turbine stator blades 1 & 2 and Turbine rotor blades 1 & 2 along with installation material for GT unit 5. | 0 | - | 0 | 0 | 0 | 0 | 0 | 0 |  |  | 0 | 0
0 | Supply of Turbine stator blades 1 & 2 and Turbine rotor blades 1 & 2 along with installation material (GT 5) | 0 | - | 0 | 0 | 0 | 0 | 0 | 0 |  |  | 0 | 0
21 | DPR for Procurement of Various oil pumps, water pumps of GT Units and Procurement of GT blow off valves and IGV blades along with its complete operating mechanism. | 0 | - | 0 | 0 | 0 | 0 | 0 | 0 |  |  | 0 | 0
0 | Supply of all GT pumps (MOP,JOP, Boosster pump, EOP, oil vapour fan, CW pumps, Makeup pumps, colony water pumps, drinking water pumps) for all GT | 0 | - | 0 | 0 | 0 | 0 | 0 | 0 |  |  | 0 | 0
0 | Supply of GT Blow-off valves (All GT) | 0 | - | 0 | 0 | 0 | 0 | 0 | 0 |  |  | 0 | 0
0 | Supply of IGV blades along with its complete operating mechanism (GT 5,6,8) | 0 | - | 0 | 0 | 0 | 0 | 0 | 0 |  |  | 0 | 0
22 | DPR for Life extension of GT units by Procurement of inner casing & K rings with installation material. | 0 | - | 0 | 0 | 0 | 0 | 0 | 0 |  |  | 0 | 0
0 | Supply of inner casing & K ring with installation material (Inner casing for GT 8 and All GT K ring) | 0 | - | 0 | 0 | 0 | 0 | 0 | 0 |  |  | 0 | 0
23 | DPR for CCPP process improvement by Procurement and erection of Hangers and supports of Gas skid, A0 ,B0 block and supply of various size pipelines and boiler tubes for Boiler, GT | 0 | - | 0 | 0 | 0 | 0 | 0 | 0 |  |  | 0 | 0
0 | Supply and erection of Hangers and supports (Gas skid, A0 and B0 Block) | 0 | - | 0 | 0 | 0 | 0 | 0 | 0 |  |  | 0 | 0
0 | Supply of Various size high pressure pipelines and tubes for Boiler and GT & ST | 0 | - | 0 | 0 | 0 | 0 | 0 | 0 |  |  | 0 | 0
24 | DPR for Procurement of Turbine stator blades 1 & 2 and Turbine rotor blades 1 & 2 along with installation material for GT unit 7. | 0 | - | 0 | 0 | 0 | 0 | 0 | 0 |  |  | 0 | 0
0 | Supply of Turbine rotor blades 1 & 2 and Turbine stator blades 1 & 2 along with installation material (GT7) | 0 | - | 0 | 0 | 0 | 0 | 0 | 0 |  |  | 0 | 0
25 | DPR for Life extension of GT by Procurement of complete flame tube, burners and Procurement of Luwa cooler pannels. | 0 | - | 0 | 0 | 0 | 0 | 0 | 0 |  |  | 0 | 0
0 | Supply of complete Flame tubes with Burners (Flame tubes of GT 5 and Burners of GT 7 & 8) | 0 | - | 0 | 0 | 0 | 0 | 0 | 0 |  |  | 0 | 0
0 | Supply of Luwa cooler pannels (GT 5,7,8) | 0 | - | 0 | 0 | 0 | 0 | 0 | 0 |  |  | 0 | 0
26 | DPR for Life extension of GT units by Procurement of Compressor rotor blades stage 1 - 16 for GT unit 5 & 7. | 0 | - | 0 | 0 | 0 | 0 | 0 | 0 |  |  | 0 | 0
0 | Supply of Compressor Rotor blades 1 to 16th (GT 5, 7) | 0 | - | 0 | 0 | 0 | 0 | 0 | 0 |  |  | 0 | 0
27 | DPR for Life extension of GT units by Procurement of Complete GT fasteners set and Procurement of mixing chambers with installation material for GT6. | 0 | - | 0 | 0 | 0 | 0 | 0 | 0 |  |  | 0 | 0
0 | Procurement of Complete GT Fasteners set | 0 | - | 0 | 0 | 0 | 0 | 0 | 0 |  |  | 0 | 0
0 | Supply of Mixing chambers with installation material (GT 6 ) | 0 | - | 0 | 0 | 0 | 0 | 0 | 0 |  |  | 0 | 0
28 | Reliability Improvement Schemes for Gas Turbine Power Stations, Uran. | 0 | - | 0 | 0 | 0 | 0 | 0 | 0 |  |  | 0 | 0
0 | Supply, installation & commissioning work of 17.5 KV, 7860 Amp and 60 Amp Stage 2 Generator Busbar at Gas Turbine Power Station,Uran. | 0 | - | 0 | 0 | 0 | 0 | 0 | 0 |  |  | 0 | 0
0 | Upgradation of GT-5 and GT-6 SFC and SEE system. | 0 | - | 0 | 0 | 0 | 0 | 0 | 0 |  |  | 0 | 0
0 | Upgradation of Gas Turbine Generator and Transformer protection system (2 No) | 0 | - | 0 | 0 | 0 | 0 | 2 | 2 |  |  | 2 | 0
29 | Schemes for improvement of auxiliary availability for effecient performance during running of 108 MW Stage II & 120 MW Stage III units at GTPS, Uran. | 0 | - | 0 | 0 | 0 | 0 | 0 | 0 |  |  | 0 | 0
0 | Procurement of 108 MW Stage II GT units generator rotor at GTPS, Uran. | 0 | - | 0 | 0 | 0 | 0 | 0 | 0 |  |  | 0 | 0
0 | Procurement of 1 MVA Unit Auxiliary Transformer, 570 KVA Excitation Transformer and 2 MVA Frequency Converter Transformer of Stage II GT Unit at GTPS, Uran. | 0 | - | 0 | 0 | 0 | 0 | 0 | 0 |  |  | 0 | 0
0 | Upgradation of Stage -II & III Battery Chargers. | 0 | - | 0 | 0 | 0 | 0 | 0 | 0 |  |  | 0 | 0
0 | (a) Upgradation of 4 MW DG set control system. | 0 | - | 0 | 0 | 0 | 0 | 0 | 0 |  |  | 0 | 0
30 | Procurment of insurance spare for reliability improvement at GTPS Uran | 0 | - | 0 | 0 | 0 | 0 | 0 | 0 |  |  | 0 | 0
0 | Procurement of 120 MW Stage III WHRP unit generator rotor at GTPS, Uran. | 0 | - | 0 | 0 | 0 | 0 | 0 | 0 |  |  | 0 | 0
31 | AI Based Comprehensive Infrasecure Project | 0 | - | 0 | 0 | 0 | 0 | 0 | 0 |  |  | 0 | 0
0 | AI Based Comprehensive Infrasecure Project | 0 | - | 0 | 0 | 18.6835 | -18.6835 | 0 | 0 |  |  | 0 | -18.6835
32 | A0 RESTORATION | 0 | - | 0 | 0 | 42.482 | -42.482 | 0 | 0 |  |  | 0 | -42.482
0 | A0 RESTORATION | 0 | - | 0 | 0 | 0 | 0 | 0 | 0 |  |  | 0 | 0
0 | 0 | 0 | - | 0 | 0 | 0 | 0 | 0 | 0 |  |  | 0 | 0
0 | B) Non-DPR Schemes | 0 | - | 0 | 0 | 0 | 0 | 0 | 0 |  |  | 0 | 0
1 | CHAIR REGULAR ERGONOMICS STANDARD(4370002018)/QTY60 | N.A. | - | 0 | 0.033294 | 0.033294 | 0 | 0 | 0 |  |  | 0 | 0
2 | 2 PANEL WOODEN SIDE TABLE 2 X 4 FT(4370002023)/QTY 20 | N.A. | - | 0 | 0.034646 | 0.034646 | 0 | 0 | 0 |  |  | 0 | 0
3 | EXECUTIVE REV CHAIR(4370002025)/QTY 19 | N.A. | - | 0 | 0.0079152 | 0.0079152 | 0 | 0 | 0 |  |  | 0 | 0
4 | INDUSTRIAL CABINET WITH 4 LOCKERS(4370002025)/QTY 19 | N.A. | - | 0 | 0.028267 | 0.028267 | 0 | 0 | 0 |  |  | 0 | 0
5 | INDUSTRIAL CABINET WITH 4 LOCKERS(4370002037)/QTY 6 | N.A. | - | 0 | 0.01116 | 0.01116 | 0 | 0 | 0 |  |  | 0 | 0
6 | CHAIR REGULAR (4370002039)/QTY 51 | N.A. | - | 0 | 0.037587 | 0.037587 | 0 | 0 | 0 |  |  | 0 | 0
7 | 3 BURNER GAS STOVE IRON PAN SUPPORT(4370002320)/QTY 1 | N.A. | - | 0 | 0.00199 | 0.00199 | 0 | 0 | 0 |  |  | 0 | 0
8 | 3 BURNER GAS STOVE IRON PAN SUPPORT(4370002319)/QTY 1 | N.A. | - | 0 | 0.0007795 | 0.0007795 | 0 | 0 | 0 |  |  | 0 | 0
9 | Samsung LCD TV(2 nos, 26" in Rest House)/QTY 2 | N.A. | - | 0 | 0.019555 | 0.019555 | 0 | 0 | 0 |  |  | 0 | 0
10 | Mobile Purchase for CE GTPS/QTY 1 | N.A. | - | 0 | 0.001599 | 0.001599 | 0 | 0 | 0 |  |  | 0 | 0
11 | Walkie Talkie NO.7/QTY 7 | N.A. | - | 0 | 0.011357 | 0.011357 | 0 | 0 | 0 |  |  | 0 | 0
12 | Electronic Appliances to rest houseGTPS 4370002069/QTY 1 | N.A. | - | 0 | 0.0042198 | 0.0042198 | 0 | 0 | 0 |  |  | 0 | 0
13 | Electronic Appliances to rest house(4370002070)/QTY 1 | N.A. | - | 0 | 0.0029609 | 0.0029609 | 0 | 0 | 0 |  |  | 0 | 0
14 | COLOR LASER JET PRINTER4370002282/QTY 2 | N.A. | - | 0 | 0.00473 | 0.00473 | 0 | 0 | 0 |  |  | 0 | 0
15 | LASER LASERJET PRINTER FOR A4 PAPER(4370002057)/QTY 5 | N.A. | - | 0 | 0.003516 | 0.003516 | 0 | 0 | 0 |  |  | 0 | 0
16 | Split Air Conditioner(4370002046)GUEST HOUSE/QTY 11 | N.A. | - | 0 | 0.057773 | 0.057773 | 0 | 0 | 0 |  |  | 0 | 0
17 | LASER ALL IN ONE A4 LASER PRINTER (4370002321) POG/QTY 12 | N.A. | - | 0 | 0.0222 | 0.0222 | 0 | 0 | 0 |  |  | 0 | 0
18 | COOLER WATER THERMOSTAT 40 F-45 F TYU-5(4370002318/QTY 4 | N.A. | - | 0 | 0.0047956 | 0.0047956 | 0 | 0 | 0 |  |  | 0 | 0
19 | UV WATER PURIFIER FILTER4370002059/QTY 4 | N.A. | - | 0 | 0.031558 | 0.031558 | 0 | 0 | 0 |  |  | 0 | 0
20 | ext. of compound wall around of GTPS Uran. | N.A. | - | 0 | 0.13699 | 0.13699 | 0 | 0 | 0 |  |  | 0 | 0
21 | Supply Installation & commissioning of 11TR Water cooled air conditioning package at GT Unit # 5 & 6 LCRs /14 QTY | N.A. | - | 0 | 0.30988 | 0.30988 | 0 | 0 | 0 |  |  | 0 | 0
22 | Procurment of new Ambulance Van MH-46-BM-2746/QTY 1 | N.A. | - | 0 | 0.10754 | 0.10754 | 0 | 0 | 0 |  |  | 0 | 0
23 | DG SET ASSY KIRLOSKAR 6SL8800TA-250(4370002473)/QTY 1 | N.A. | - | 0 | 0.0477 | 0.0477 | 0 | 0 | 0 |  |  | 0 | 0
24 | 3 seater sofa set(4370002496)/QTY 2 | N.A. | - | 0 | 0.005243 | 0.005243 | 0 | 0 | 0 |  |  | 0 | 0
25 | WET AND DRY VACUUM CLEANER(4370002509)/QTY 2 | N.A. | - | 0 | 0.0046 | 0.0046 | 0 | 0 | 0 |  |  | 0 | 0
26 | Revolving Chair(4370002467)/QTY 24 | N.A. | - | 0 | 0.018348 | 0.018348 | 0 | 0 | 0 |  |  | 0 | 0
27 | Regular Chair(4370002466)/QTY 10 | N.A. | - | 0 | 0.00801 | 0.00801 | 0 | 0 | 0 |  |  | 0 | 0
28 | Scrubber Dryers(4370002495)/QTY 2 | N.A. | - | 0 | 0.0258 | 0.0258 | 0 | 0 | 0 |  |  | 0 | 0
29 | MICROWAVE OVEN CAPACITY 32 LITERS(4370002510)/QTY 1 | N.A. | - | 0 | 0.002403 | 0.002403 | 0 | 0 | 0 |  |  | 0 | 0
30 | One Seater Sofa(4370002497)/QTY 4 | N.A. | - | 0 | 0.006302 | 0.006302 | 0 | 0 | 0 |  |  | 0 | 0
31 | S-Type Chairs(4370002460)/QTY 61 | N.A. | - | 0 | 0.035685 | 0.035685 | 0 | 0 | 0 |  |  | 0 | 0
32 | INDUSTRIAL CABINET WITH 4 LOCKERS(4370002464)/QTY 19 | N.A. | - | 0 | 0.037031 | 0.037031 | 0 | 0 | 0 |  |  | 0 | 0
33 | STEEL CABINET WITH 18 LOCKER(4370002461)/QTY 14 | N.A. | - | 0 | 0.020181 | 0.020181 | 0 | 0 | 0 |  |  | 0 | 0
34 | STEEL CABINET WITH 06 LOCKER(4370002462)/QTY 21 | N.A. | - | 0 | 0.033495 | 0.033495 | 0 | 0 | 0 |  |  | 0 | 0
35 | File Cabinet(4370002463)/QTY 22 | N.A. | - | 0 | 0.040566 | 0.040566 | 0 | 0 | 0 |  |  | 0 | 0
36 | Midback Chair(4370002456)/QTY 30 | N.A. | - | 0 | 0.017514 | 0.017514 | 0 | 0 | 0 |  |  | 0 | 0
37 | S-Type(backrest made of mesh)Chair(4370002465)/QTY 20 | N.A. | - | 0 | 0.01142 | 0.01142 | 0 | 0 | 0 |  |  | 0 | 0
38 | L Type Exe. Table(4370002471)/QTY 4 | N.A. | - | 0 | 0.024892 | 0.024892 | 0 | 0 | 0 |  |  | 0 | 0
39 | Godrej interio T-104 Table(4370002472)/QTY 18 | N.A. | - | 0 | 0.042228 | 0.042228 | 0 | 0 | 0 |  |  | 0 | 0
40 | Provi & fix garden benc.@GTPS Colony.(4370002503)./QTY 35 | N.A. | - | 0 | 0.032214 | 0.032214 | 0 | 0 | 0 |  |  | 0 | 0
41 | Supply of heavy pedestal type (4370002601)/QTY 20 | N.A. | - | 0 | 0.02626 | 0.02626 | 0 | 0 | 0 |  |  | 0 | 0
42 | 2 TON CAPACITY SPLIT AC(4370002498)/QTY 8 | N.A. | - | 0 | 0.03359 | 0.03359 | 0 | 0 | 0 |  |  | 0 | 0
43 | Procurement of 16 Channel DVR at GTPS.(4370002575)/QTY 1 | N.A. | - | 0 | 0.00104 | 0.00104 | 0 | 0 | 0 |  |  | 0 | 0
44 | Procurement of Server at GTPS Uran.(4385000212)/QTY 1 | N.A. | - | 0 | 0.054766 | 0.054766 | 0 | 0 | 0 |  |  | 0 | 0
45 | CCTV Cameras and DVR at GTPS URAN (4370002677)/QTY 13 | N.A. | - | 0 | 0.0036888 | 0.0036888 | 0 | 0 | 0 |  |  | 0 | 0
46 | 3 KW Geysers (Water Heaters) (4370002733)/QTY 18 | N.A. | - | 0 | 0.00576 | 0.00576 | 0 | 0 | 0 |  |  | 0 | 0
47 | WALL MOUNTED/Matress etc .Guest house FAN 24" 230V 1440RPM(4370002713)/QTY 39 | N.A. | - | 0 | 0.011658 | 0.011658 | 0 | 0 | 0 |  |  | 0 | 0
48 | COMPLETE PROJECTOR WITH STD ACCE.(4370002703)/QTY 1 | N.A. | - | 0 | 0.0061642 | 0.0061642 | 0 | 0 | 0 |  |  | 0 | 0
49 | NAS Storage device (4370002674)/QTY 1 | N.A. | - | 0 | 0.0225 | 0.0225 | 0 | 0 | 0 |  |  | 0 | 0
50 | DYNAMIC MIC,ACCESSORIES (4370002728)/QTY 5 | N.A. | - | 0 | 0.00247 | 0.00247 | 0 | 0 | 0 |  |  | 0 | 0
51 | DESKTOP (4370002709)/QTY 10 | N.A. | - | 0 | 0.056867 | 0.056867 | 0 | 0 | 0 |  |  | 0 | 0
52 | Procurement of Computer Monitor at GTPS.4370002812/QTY 15 | N.A. | - | 0 | 0.0213 | 0.0213 | 0 | 0 | 0 |  |  | 0 | 0
53 | Procurement of Air Purifiers in PCR’s4370002804/Qty 40 | N.A. | - | 0 | 0.007 | 0.007 | 0 | 0 | 0 |  |  | 0 | 0
54 | iPad & Laptop As Per Specification 4385000561/QTY 2 | N.A. | - | 0 | 0.019458 | 0.019458 | 0 | 0 | 0 |  |  | 0 | 0
55 | Projector Screen SZIE 8 X 10 FEET(4370002710)/QTY 1 | N.A. | - | 0 | 0.0010398 | 0.0010398 | 0 | 0 | 0 |  |  | 0 | 0
56 | Supply, Installation and commissioning of SCADA System for Raw and DM water plant at Water Treatment Plant, GTPS, Uran. | 0 | - | 0 | 0.9263 | 0.9263 | 0 | 0 | 0 |  |  | 0 | 0
57 | Supply, Installation and commissioning of Battery chargers at stage II at GTPS Uran | 0 | - | 0 | 0.69004 | 0.69004 | 0 | 0 | 0 |  |  | 0 | 0
58 | Up gradation of old Generator Protection System with Advance Series Microprocessor based system, GTPS Uarn | 0 | - | 0 | 1.093 | 1.093 | 0 | 0 | 0 |  |  | 0 | 0
59 | NABL laboratory set up including required instruments along with furniture and other accessories at WT Plant, GTPS, Uran. | 0 | - | 0 | 0.64239 | 0.64239 | 0 | 0 | 0 |  |  | 0 | 0
60 | Providing and applying of chemical resistance coating to the internal surface of soft water storage tank at Water Treatment Plant, GTPS Uran | 0 | - | 0 | 1.4408 | 1.4408 | 0 | 0 | 0 |  |  | 0 | 0
61 | CCPP Process improvement through application of Thermal insulation for WHRP Boiler/GT exhaust area at GTPS, Uran | 0 | - | 0 | 0.85669 | 0.85669 | 0 | 0 | 0 |  |  | 0 | 0
62 | Procurement of grass cutting machine (Petrol engine) at GTPS, Uran. | 0 | - | 0 | 0.011328 | 0.011328 | 0 | 0 | 0 |  |  | 0 | 0
63 | Procurement of dedicated server for DSM System at GTPS Uran. | 0 | - | 0 | 0.0934 | 0.0934 | 0 | 0 | 0 |  |  | 0 | 0
64 | Procurement of Water Purifier | 0 | - | 0 | 0.000803 | 0.000803 | 0 | 0 | 0 |  |  | 0 | 0
65 | Procurement of 1.5T SPLIT AC | 0 | - | 0 | 0.0282 | 0.0282 | 0 | 0 | 0 |  |  | 0 | 0
66 | MOBILE PHONE FOR SHIFT I/C | 0 | - | 0 | 0.0013999 | 0.0013999 | 0 | 0 | 0 |  |  | 0 | 0
67 | MOBILE PHONE FOR SHIFT I/C | 0 | - | 0 | 0.0013499 | 0.0013499 | 0 | 0 | 0 |  |  | 0 | 0
68 | MOBILE PHONE FOR SHIFT I/C | 0 | - | 0 | 0.0013499 | 0.0013499 | 0 | 0 | 0 |  |  | 0 | 0
69 | Procurement of CCTV camera | 0 | - | 0 | 0.0051684 | 0.0051684 | 0 | 0 | 0 |  |  | 0 | 0
70 | Procurement of Desktop PC’s at GTPS URAN. | 0 | - | 0 | 0.084569 | 0.084569 | 0 | 0 | 0 |  |  | 0 | 0
71 | Procurement of 4 channel DVR & 4 cctv camera | 0 | - | 0 | 0.00147 | 0.00147 | 0 | 0 | 0 |  |  | 0 | 0
72 | Procurement of 8 channel mini DVR | 0 | - | 0 | 0.0012492 | 0.0012492 | 0 | 0 | 0 |  |  | 0 | 0
73 | Procurement of MOBILE PHONE | 0 | - | 0 | 0.0015 | 0.0015 | 0 | 0 | 0 |  |  | 0 | 0
74 | Procurement of Monitors at GTPS URAN. | 0 | - | 0 | 0.00101 | 0.00101 | 0 | 0 | 0 |  |  | 0 | 0
75 | Supply of Thinclients on Buyback for Uran GTPS | 0 | - | 0 | 0.12118 | 0.12118 | 0 | 0 | 0 |  |  | 0 | 0
76 | FY23-24 | 0 | - | 0 | 0 | 0 | 0 | 0 | 0 |  |  | 0 | 0
77 | PORT FIRE EXT ABC COMP EN3 AFFF - COMPOSITE CAPACITY 9 LTR 9KG | 0 | - | 0 | 3.3915 | 3.3915 | 0 | 0 | 0 |  |  | 0 | 0
78 | Procurement of Thermal Imaging Camera for Condition Monitoring of machine at GTPS,Uran. | 0 | - | 0 | 0.035046 | 0.035046 | 0 | 0 | 0 |  |  | 0 | 0
79 | DIGITAL ULTRASONIC FLOW METER | 0 | - | 0 | 0.016768 | 0.016768 | 0 | 0 | 0 |  |  | 0 | 0
80 | MEASURING &DISPLAYING HANDHELD INST | 0 | - | 0 | 0.0085314 | 0.0085314 | 0 | 0 | 0 |  |  | 0 | 0
81 | Approval for procuring Thickness measurment gauge,Portable flow meter and Vibration meter for GTPS, Uran | 0 | - | 0 | 0.00924 | 0.00924 | 0 | 0 | 0 |  |  | 0 | 0
82 | Supply, installation and commissioning of 1.5 ton Window Air Conditioner and 1.5 Ton Split Air conditioners with inverter technology at GTPS Uran. | 0 | - | 0 | 0.013586 | 0.013586 | 0 | 0 | 0 |  |  | 0 | 0
83 | Procurement of monitors at GTPS Uran | 0 | - | 0 | 0.0144 | 0.0144 | 0 | 0 | 0 |  |  | 0 | 0
84 | Procurement of Desktop PC’s and Laptop at GTPS Uran | 0 | - | 0 | 0.005499 | 0.005499 | 0 | 0 | 0 |  |  | 0 | 0
85 | SUPPLY & INSTALLATION OF VC SETUP AND INTERACTIVE DISPLAY FOR GTPS URAN | 0 | - | 0 | 0.030763 | 0.030763 | 0 | 0 | 0 |  |  | 0 | 0
86 | Supply, installation and commissioning of water purifiers and water purifier cum cooler at GTPS Uran. | 0 | - | 0 | 0.00285 | 0.00285 | 0 | 0 | 0 |  |  | 0 | 0
87 | Urgent procurement and installation of UV Water Purifier cum cooler at GTPS, Uran on confirmatory basis. | 0 | - | 0 | 0.008378 | 0.008378 | 0 | 0 | 0 |  |  | 0 | 0
88 | Supply, installation and commissioning of RO+UV+UF Storage Type Water Purifiers at GTPS,Uran. | 0 | - | 0 | 0.012951 | 0.012951 | 0 | 0 | 0 |  |  | 0 | 0
89 | Procurement of Hot air oven for general laboratory at Water Treatment Plant, GTPS,Uran | 0 | - | 0 | 0.001475 | 0.001475 | 0 | 0 | 0 |  |  | 0 | 0
90 | Supply of Plastic Chair and Dinning table at Guest House & new dormitory of GTPS Uran. | 0 | - | 0 | 0.0061545 | 0.0061545 | 0 | 0 | 0 |  |  | 0 | 0
91 | Procurement of Desktop PC’s and Laptop at GTPS Uran | 0 | - | 0 | 0.0088 | 0.0088 | 0 | 0 | 0 |  |  | 0 | 0
92 | COLOR LASER JET PRINTERADMIN BUILDING | 0 | - | 0 | 0.006379 | 0.006379 | 0 | 0 | 0 |  |  | 0 | 0
93 | DEEP FREEZER CAP 205 LITERSGuest House | 0 | - | 0 | 0.004248 | 0.004248 | 0 | 0 | 0 |  |  | 0 | 0
94 | CCTV, DVR , CCTV CableGuest HO&Club HO | 0 | - | 0 | 0.011741 | 0.011741 | 0 | 0 | 0 |  |  | 0 | 0
95 | Supply installation, commissioning and testing of 220 V, 800 Ah Ni-Cadmium/ 220 V, 965 Ah Plante Type battery sets for Stage III WHRP 120 MW A0 & B0 Units at Gas Turbine Power Station, Uran. | 0 | - | 0 | 0 | 0 | 0 | 3.628 | 3.628 |  |  | 3.628 | 0
96 | Supply, installation and commissioning of Actuators for HP bypass, LP bypass and HP bypass injection spray control valve at GTPS, Uran. | 0 | - | 0 | 0 | 0 | 0 | 3.6969 | 3.6969 |  |  | 3.6969 | 0
97 | Procurement of rotating blades of 29th, 30th and 31st stage (along with installation materials) for 120MW KWU Steam Turbine B-0 at GTPS, Uran | 0 | - | 0 | 0 | 0 | 0 | 4.1155 | 4.1155 |  |  | 4.1155 | 0
| Total |  |  |  | 123.1052 | 179.5506 | -56.4455 | 259.7506 | 259.7506 | 0 | 0 | 259.7506 | -56.4455
FY 2026-27
a) DPR Schemes
(i) Submitted to MERC
1 | Up gradation of Gas Turbine Automation system, SFC and Excitation system | MERC/CAPEX/20122013/02285 | 2013-01-09 | 23.31 | 0 | 0 | 0 | 0 | 0 |  |  | 0 | 0 | 0 | 0
1.1 | Up-gradation of GT Automation System (Automation System PPA T3000) for Unit - 8 Stage-II | MERC/CAPEX/20122013/02285 | 2013-01-09 | 12.4 | 11.25 | 11.25 | 0 | 0 | 0 |  |  | 0 | 0 | 0 | 0
1.2 | Up-Gradation of Starting Frequency Converter & Static Excitation Equipment for GT-7 & GT-8 of Stage-II | MERC/CAPEX/20122013/02285 | 2013-01-09 | 10.91 | 9.87 | 9.87 | 0 | 0 | 0 |  |  | 0 | 0 | 0 | 0
2 | Procurement of Turbine 1st & 2nd stage blades for Gas Turbine U#6 | MERC/TECH 1/CAPEX/20142015/00087 | 2014-04-10 | 17.21 | 0 | 0 | 0 | 0 | 0 |  |  | 0 | 0 | 0 | 0
2.1 | Procurement of Turbine 1st & 2nd stage blades for Gas Turbine U#6 | MERC/TECH 1/CAPEX/20142015/00087 | 2014-04-10 | 17.21 | 17.5525 | 17.5525 | 0 | 0 | 0 |  |  | 0 | 0 | 0 | 0
3 | A0/B0 WHRP Unit Automation at GTPS Uran | MERC/CAPEX/20172018/4321 | 2017-10-11 | 24.6 | 0 | 0 | 0 | 0 | 0 |  |  | 0 | 0 | 0 | 0
3.1 | Supply of Siemens automation system and operation, monitoring and information system (SPPA-T3000 DCS) along with all necessary accessories for up-gradation and 10% mandatory spares. | MERC/CAPEX/20172018/4321 | 2017-10-11 | 20.39 | 17.0437 | 8.5237 | 8.52 | 0 | 0 |  |  | 0 | 8.52 | 0 | 0
3.2 | Service price for design, engineering, testing, erection, supervision, commissioning and training. | MERC/CAPEX/20172018/4321 | 2017-10-11 | 3.57 | 0.75469 | 0.75469 | 0 | 0 | 0 |  |  | 0 | 0 | 0 | 0
0 | IDC | MERC/CAPEX/20172018/4321 | 2017-10-11 | 0.64 | 1.1987 | 1.1987 | 0 | 0 | 0 |  |  | 0 | 0 | 0 | 0
4 | Renovation of Gas Turbine Air Intake System (Filter house for two units) at GTPS Uran | MERC/CAPEX/20172018/4645 | 2017-11-10 | 17 | 0 | 0 | 0 | 20.06 | 20.06 |  |  | 20.06 | 0 | 17 | 3.06
4.1 | SUPPLY & Work COST for 2 GT Units. | MERC/CAPEX/20172018/4645 | 2017-11-10 | 17 | 0 | 0 | 0 | 0 | 0 |  |  | 0 | 0 | 0 | 0
0 | 0 | 0 | - | 0 | 0 | 0 | 0 | 0 | 0 |  |  | 0 | 0 | 0 | 0
5 | Procurement of compressor rotor blades and tie rod with front hollow shaft for GT Unit No. 8 at GTPS Uran | MERC/CAPEX/20172018/0151 | 2018-01-31 | 19.197 | 0 | 0 | 0 | 0 | 0 |  |  | 0 | 0 | 0 | 0
5.1 | Procurement of GT-8 Compressor rotor blades (complete set) | MERC/CAPEX/20172018/0151 | 2018-01-31 | 9.04 | 7.6515 | 7.6515 | 0 | 0 | 0 |  |  | 0 | 0 | 0 | 0
5.2 | Procurement of GT-8 Tie rod & front hollow shaft along with installation materials | MERC/CAPEX/20172018/0151 | 2018-01-31 | 9.806 | 9.0831 | 9.0831 | 0 | 0 | 0 |  |  | 0 | 0 | 0 | 0
0 | IDC | MERC/CAPEX/20172018/0151 | 2018-01-31 | 0.351 | 2.1674 | 2.1674 | 0 | 0 | 0 |  |  | 0 | 0 | 0 | 0
6 | Upgradation of Automation Systems of GT-7 & Static Excitation Equipment of B0 Unit at GTPS Uran | MERC/CAPEX/2019-2020/422 | 2019-07-29 | 22.57 | 8.8972 | 8.8972 | 0 | 0 | 0 |  |  | 0 | 0 | 0 | 0
6.1 | Up-gradation of GT Automation System for Unit – 7 (Stage – II) | MERC/CAPEX/2019-2020/422 | 2019-07-29 | 15.62 | 0 | 0 | 0 | 0 | 0 |  |  | 0 | 0 | 0 | 0
6.2 | Up-gradation of B0 Static Excitation System for Stage – III | MERC/CAPEX/2019-2020/422 | 2019-07-29 | 6.43 | 2.7959 | 2.7959 | 0 | 0 | 0 |  |  | 0 | 0 | 0 | 0
0 | IDC | MERC/CAPEX/2019-2020/422 | 2019-07-29 | 0.52 | 0 | 0 | 0 | 0 | 0 |  |  | 0 | 0 | 0 | 0
7 | Procurement of MOH Spares & Insurance Spares for Unit-8 at GTPS Uran | MERC/CAPEX/2019-2020/121 | 2020-02-04 | 36.1381 | 1.5551 | 1.5551 | 0 | 0 | 0 |  |  | 0 | 0 | 0 | 0
7.1 | GT Unit no.8 Major Over Haul (MOH) Spares | MERC/CAPEX/2019-2020/121 | 2020-02-04 | 22.1782 | 18.9731 | 18.9731 | 0 | 0 | 0 |  |  | 0 | 0 | 0 | 0
7.2 | GT Unit no.8 Insurance Spares | MERC/CAPEX/2019-2020/121 | 2020-02-04 | 13.9599 | 2.8427 | 2.8427 | 0 | 0 | 0 |  |  | 0 | 0 | 0 | 0
0 | IDC | MERC/CAPEX/2019-2020/121 | 2020-02-04 | 0 | 0 | 0 | 0 | 0 | 0 |  |  | 0 | 0 | 0 | 0
8 | Implementation of Energy Saving Scheme with VFD for HP Feed Water Pump (HPFWP) and Condensate Extraction Pumps (CEP) for Stage-III at GTPS, Uran | MERC/CAPEX/2020-21/WFH/SBR/1 | 2020-04-21 | 11.206 | 11.1734 | 11.1734 | 0 | 0 | 0 |  |  | 0 | 0 | 0 | 0
8.1 | Implementation of VFD with Bypass system for HP Feed Water Pumps (HPFWP) and Condensate Extraction Pumps (CEP) for St-III at GTPS, Uran.(Supply + Works) | MERC/CAPEX/2020-21/WFH/SBR/1 | 2020-04-21 | 10.856 | 0.35 | 0.35 | 0 | 0 | 0 |  |  | 0 | 0 | 0 | 0
0 | IDC | MERC/CAPEX/2020-21/WFH/SBR/1 | 2020-04-21 | 0.35 | 0 | 0 | 0 | 0 | 0 |  |  | 0 | 0 | 0 | 0
9 | Plant Civil Works & Renovation of Colony Civil Works at GTPS Uran | MERC/CAPEX/FY 2021-22/MSPGCL /25 | 2022-02-17 | 19.2812 | 0 | 0 | 0 | 0 | 0 |  |  | 0 | 0 | 0 | 0
9.1 | Renovations, refurbishment of Residential colony at GTPS, Uran. | MERC/CAPEX/FY 2021-22/MSPGCL /25 | 2022-02-17 | 7.5638 | 0 | 0 | 0 | 0 | 0 |  |  | 0 | 0 | 0 | 0
9.1.1 | Providing weather shed over the parpet at Type-I, Type-II, Type-D, Type- III & Type-IV quarters at GTPS , Uran. | 0 | - | 1.4278 | 1.41 | 1.41 | 0 | 0 | 0 |  |  | 0 | 0
0 | IDC | 0 | - | 0 | 0.031792 | 0.031792 | 0 | 0 | 0 |  |  | 0 | 0
9.1.2 | Providing vitrified flooring to Type-I, Type-II, Type-D, Type- III & E quarters at GTPS , Uran. | 0 | - | 2.0178 | 1.9088 | 1.9088 | 0 | 0 | 0 |  |  | 0 | 0
0 | IDC | 0 | - | 0 | 0 | 0 | 0 | 0 | 0 |  |  | 0 | 0
9.1.3 | Renovation/ Refurbishment including internal structural strangthing of Type-I, Type-II, Type-D, Type- III & Type- E & F quarters at GTPS , Uran. | 0 | - | 0.885 | 0.80812 | 0.80812 | 0 | 0 | 0 |  |  | 0 | 0
0 | IDC | 0 | - | 0 | 0 | 0 | 0 | 0 | 0 |  |  | 0 | 0
9.1.4 | External face-lifting including structural strengthening to walls and RCC structures of TYPE-I, TYPE-II, & D-TYPE quarters: | 0 | - | 3.2332 | 2.8466 | 2.8466 | 0 | 0 | 0 |  |  | 0 | 0
9.2 | Internal colony Road at GTPS, Uran. | MERC/CAPEX/FY 2021-22/MSPGCL /25 | 2022-02-17 | 1.0974 | 1.0383 | 1.0383 | 0 | 0 | 0 |  |  | 0 | 0 | 0 | 0
9.3 | Renovation of sanitary system including Replacing sanitary and storm water drainage pipelines in colony area. | MERC/CAPEX/FY 2021-22/MSPGCL /25 | 2022-02-17 | 1.5458 | 1.5079 | 1.5079 | 0 | 0 | 0 |  |  | 0 | 0 | 0 | 0
9.4 | Renovations, refurbishment of Recreation Club Building in colony at GTPS Uran | MERC/CAPEX/FY 2021-22/MSPGCL /25 | 2022-02-17 | 0 | 0 | 0 | 0 | 0 | 0 |  |  | 0 | 0 | 0 | 0
9.5 | Strengthening to steel structures by epoxy painting within the plant area at GTPS, Uran | MERC/CAPEX/FY 2021-22/MSPGCL /25 | 2022-02-17 | 1.5104 | 1.3038 | 1.3038 | 0 | 0 | 0 |  |  | 0 | 0 | 0 | 0
10 | Procurement of Turbine Rotor blades of all 4 stages & Compressor Rotor blades set (along with installation materials) for GT Unit no.7 at GTPS Uran | MERC/CAPEX/FY 2022-23/0162 | 2022-04-18 | 36.9 | 21.8389 | 21.8389 | 0 | 8.7843 | 8.7843 |  |  | 8.7843 | 0 | 8.7843 | 0
10.1 | Procurement of Turbine Rotor blades of all 4 stages & Compressor Rotor blades set (along with installation materials) for GT Unit no.7 at GTPS Uran | MERC/CAPEX/FY 2022-23/0162 | 2022-04-18 | 36.43 | 0.472 | 0.472 | 0 | 0 | 0 |  |  | 0 | 0 | 0 | 0
0 | IDC | MERC/CAPEX/FY 2022-23/0162 | 2022-04-18 | 0.47 | 0 | 0 | 0 | 0 | 0 |  |  | 0 | 0 | 0 | 0
HO DPR 8 | Replacement of Fire Tenders at Various Power Stations of Mahagenco | MERC/CAPEX/20172018/4653 | 2017-11-13 | 2.5 | 0 | 0 | 0 | 0 | 0 |  |  | 0 | 0 | 0 | 0
HO DPR 8.2 | Normal Multipurpose Fire Tender | MERC/CAPEX/20172018/4653 | 2017-11-13 | 2.5 | 2.1847 | 2.1847 | 0 | 0 | 0 |  |  | 0 | 0 | 0 | 0
0 | IDC | MERC/CAPEX/20172018/4653 | 2017-11-13 | 0 | 0.042562 | 0.042562 | 0 | 0 | 0 |  |  | 0 | 0 | 0 | 0
HO DPR-10 | Implementation of IB recommendations- Civil works at various TPS of Mahagenco | MERC/CAPEX/20172018/0177 | 2018-02-06 | 0.944 | 0 | 0 | 0 | 0 | 0 |  |  | 0 | 0 | 0 | 0
HO DPR 10.1 | GTPS Uran | MERC/CAPEX/20172018/0177 | 2018-02-06 | 0.944 | 0 | 0 | 0 | 0 | 0 |  |  | 0 | 0 | 0 | 0
0 | IDC | MERC/CAPEX/20172018/0177 | 2018-02-06 | 0 | 0 | 0 | 0 | 0 | 0 |  |  | 0 | 0 | 0 | 0
HO DPR 11 | Construction of new Administrative Building for Mahagenco at Vidyut Bhawan, Katol Road, Nagpur | MERC/CAPEX/2021-2022/MSPGCL/063 | 2022-02-12 | 57 | 0 | 0 | 0 | 0 | 0 |  |  | 0 | 0 | 0 | 0
HO DPR 11.1 | Construction of new Administrative Building for Mahagenco at Vidyut Bhawan, Katol Road, Nagpur | MERC/CAPEX/2021-2022/MSPGCL/063 | 2022-02-12 | 54.24 | 0 | 0 | 0 | 0 | 0 |  |  | 0 | 0
0 | IDC | MERC/CAPEX/2021-2022/MSPGCL/063 | 2022-02-12 | 2.76 | 0 | 0 | 0 | 0 | 0 |  |  | 0 | 0
HO DPR 12 | Centralized Monitoring Solution | MERC/CAPEX/MSPGCL/2023-24/0576 | 2023-11-02 | 69.309 | 0 | 0 | 0 | 0 | 0 |  |  | 0 | 0
HO DPR 12.1 | Centralized Monitoring Solution | MERC/CAPEX/MSPGCL/2023-24/0576 | 2023-11-02 | 66.009 | 0 | 3.8 | -3.8 | 0 | 0 |  |  | 0 | -3.8
0 | IDC | MERC/CAPEX/MSPGCL/2023-24/0576 | 2023-11-02 | 3.3 | 0 | 0 | 0 | 0 | 0 |  |  | 0 | 0
0 | (ii) Yet to be submitted to MERC | 0 | - | 0 | 0 | 0 | 0 | 0 | 0 |  |  | 0 | 0
1 | Procurement of GT blades & other essential GT Hot gas components | 0 | - | 0 | 0 | 0 | 0 | 0 | 0 |  |  | 0 | 0
0 | 1) Procurement of GT Stator blades of stages 1&2 | 0 | - | 0 | 17 | 17 | 0 | 0 | 0 |  |  | 0 | 0
0 | 2) Procurement of Bricks / Tiles & tile holders for GT | 0 | - | 0 | 2.5 | 2.5 | 0 | 0 | 0 |  |  | 0 | 0
0 | 3) Procurement of mixing chambers (02 Nos) | 0 | - | 0 | 8.5 | 8.5 | 0 | 0 | 0 |  |  | 0 | 0
0 | 14) Procurement of stage2 rotor blades | 0 | - | 0 | 0 | 0 | 0 | 5.7 | 5.7 |  |  | 5.7 | 0
2 | Procurement of all 16 stage Compressor Diaphragms | 0 | - | 0 | 36 | 36 | 0 | 0 | 0 |  |  | 0 | 0
3 | Procurement of insurance spares for GT units | 0 | - | 0 | 0 | 0 | 0 | 0 | 0 |  |  | 0 | 0
0 | 1) Procurement of Inconel plates | 0 | - | 0 | 5 | 5 | 0 | 0 | 0 |  |  | 0 | 0
0 | 2) Procurement of Inner casing washers | 0 | - | 0 | 1.5 | 1.5 | 0 | 0 | 0 |  |  | 0 | 0
0 | 3) Procurement of Upper conical section | 0 | - | 0 | 0 | 0 | 0 | 3 | 3 |  |  | 3 | 0
0 | 4) Procurement of LUWA cooler panels | 0 | - | 0 | 1.4 | 1.4 | 0 | 0 | 0 |  |  | 0 | 0
0 | 5) Procurement of Burners | 0 | - | 0 | 0 | 0 | 0 | 1 | 1 |  |  | 1 | 0
0 | 6) Procurement of K rings | 0 | - | 0 | 0 | 0 | 0 | 1 | 1 |  |  | 1 | 0
0 | 7) GT Fasteners (Mixing chamber, dome fastners) | 0 | - | 0 | 1 | 1 | 0 | 0 | 0 |  |  | 0 | 0
0 | 8) Procurement of Blow off valves | 0 | - | 0 | 0 | 0 | 0 | 0.5 | 0.5 |  |  | 0.5 | 0
0 | 9) Procurement of two Flame tubes for one GT unit | 0 | - | 0 | 0 | 0 | 0 | 18 | 18 |  |  | 18 | 0
4 | Procurement of various spares & retrofitting of existing systems for reliability improvement of WHRP Boilers at GTPS Uran | 0 | - | 0 | 0 | 0 | 0 | 0 | 0 |  |  | 0 | 0
0 | 1) HP BCP (4 Nos) , LP BCP (4 Nos) pump set | 0 | - | 0 | 10 | 10 | 0 | 0 | 0 |  |  | 0 | 0
0 | 2) Preheat pump set ,DM make up pump set, clean drain pump set and CEP pump set | 0 | - | 0 | 1 | 1 | 0 | 0 | 0 |  |  | 0 | 0
0 | 3) Complete Boiler (2 Nos) duct plate replacement | 0 | - | 0 | 5 | 5 | 0 | 0 | 0 |  |  | 0 | 0
0 | 4) Insulation replacement of A1 and B2 boiler. | 0 | - | 0 | 1.8 | 1.8 | 0 | 0 | 0 |  |  | 0 | 0
0 | 5) Chimeny insulation of A1,B1 and B2 boiler | 0 | - | 0 | 0.85 | 0.85 | 0 | 0 | 0 |  |  | 0 | 0
0 | 6) A1 boiler LP evaporator tube replacement work. | 0 | - | 0 | 1.7 | 1.7 | 0 | 0 | 0 |  |  | 0 | 0
0 | 7)B2 boiler HP Evaporator and HP Economiser sagged and need to be replaced | 0 | - | 0 | 1 | 1 | 0 | 0 | 0 |  |  | 0 | 0
0 | 8) B1 boiler Hp evaporator tube sagged and need to be replaced | 0 | - | 0 | 1 | 1 | 0 | 0 | 0 |  |  | 0 | 0
0 | 9) Seal Air FAN WITH MOTOR | 0 | - | 0 | 2 | 2 | 0 | 0 | 0 |  |  | 0 | 0
0 | 10) B1 and B2 Boiler BID and BYD Damper Control System Upgradation. | 0 | - | 0 | 1.25 | 1.25 | 0 | 0 | 0 |  |  | 0 | 0
5 | Supply, Erection & commissioning for GT Unit-5,6, WHRP Unit A0 Automation Up-gradation and up-gradation of 120MW A0 Unit SEE system | 0 | - | 0 | 0 | 0 | 0 | 0 | 0 |  |  | 0 | 0
0 | 1) Supply, Erection & commissioning for GT Unit-5 Automation Up-gradation at GTPS, Uran. | 0 | - | 0 | 0 | 0 | 0 | 8.75 | 8.75 |  |  | 8.75 | 0
0 | 2) Supply, Erection & commissioning for GT Unit-6 Automation Up-gradation at GTPS, Uran. | 0 | - | 0 | 0 | 0 | 0 | 8.75 | 8.75 |  |  | 8.75 | 0
0 | 3) Supply, Erection & commissioning for WHRP Unit- A0 Automation Up-gradation at GTPS, Uran. | 0 | - | 0 | 0 | 0 | 0 | 15 | 15 |  |  | 15 | 0
0 | 4) Up-gradation of 120MW A0 Unit SEE system at GTPS, Uran. | 0 | - | 0 | 0 | 0 | 0 | 2.65 | 2.65 |  |  | 2.65 | 0
6 | Procurement of Steam Turbine spares for A0 restoaration at GTPS, Uran. (Procurement of Stator, Rotor casing alongwith blades & Bearing.) | 0 | - | 0 | 0 | 0 | 0 | 0 | 0 |  |  | 0 | 0
7 | Procurement of various spares & retrofitting of existing systems for reliability improvement of CCPP units at GTPS Uran | 0 | - | 0 | 0 | 0 | 0 | 0 | 0 |  |  | 0 | 0
0 | 1) Modification of HT LT Radiators of 4MW DG set. | 0 | - | 0 | 1 | 1 | 0 | 0 | 0 |  |  | 0 | 0
0 | 2) MODIFIED Air FILTERS FOR GT UNITS | 0 | - | 0 | 0.7 | 0.7 | 0 | 0 | 0 |  |  | 0 | 0
0 | 3) Procurement of Oil Separator (2 Nos.) | 0 | - | 0 | 0.5 | 0.5 | 0 | 0 | 0 |  |  | 0 | 0
0 | 4) CCR and Admin HVAC system replacement work | 0 | - | 0 | 0 | 0 | 0 | 2 | 2 |  |  | 2 | 0
0 | 5) ACW pumps and Pipeline procurement and replacement | 0 | - | 0 | 0 | 0 | 0 | 1.5 | 1.5 |  |  | 1.5 | 0
0 | 6) Procurement and Replacement work of corroded cooling water line, Firefighting pipeline in the plant. | 0 | - | 0 | 0 | 0 | 0 | 3 | 3 |  |  | 3 | 0
0 | 7) Fixed Fire fighting installation at Gas skid near MM Section | 0 | - | 0 | 0 | 0 | 0 | 1 | 1 |  |  | 1 | 0
0 | 8) Fixed Fire fighting installation at Gas skid near Unit -5 A1 Boiler | 0 | - | 0 | 0 | 0 | 0 | 1 | 1 |  |  | 1 | 0
0 | 9) Replacment of CO2 flooding system with advance system at Unit-5,6,7,8 | 0 | - | 0 | 0 | 0 | 0 | 6 | 6 |  |  | 6 | 0
0 | 10) Stage II EOP motor | 0 | - | 0 | 0.03 | 0.03 | 0 | 0 | 0 |  |  | 0 | 0
0 | 11) Evacuation pump motor | 0 | - | 0 | 0.05 | 0.05 | 0 | 0 | 0 |  |  | 0 | 0
0 | 12) St III Boiler Hydac Pump motor | 0 | - | 0 | 0.01 | 0.01 | 0 | 0 | 0 |  |  | 0 | 0
0 | 13) LT BREAKER ST II (1600) AMP | 0 | - | 0 | 0.2 | 0.2 | 0 | 0 | 0 |  |  | 0 | 0
0 | 14) LT BREAKER ST III and WTP (3200) AMP | 0 | - | 0 | 0.4 | 0.4 | 0 | 0 | 0 |  |  | 0 | 0
0 | 15) Battery replacement | 0 | - | 0 | 0 | 0 | 0 | 0 | 0 |  |  | 0 | 0
0 | 16) Rennovation of AC plant piping | 0 | - | 0 | 0.5 | 0.5 | 0 | 0 | 0 |  |  | 0 | 0
0 | 17) Up gradation Of Old Generator Protection System with Advance Series Microprocessor based System for GT at GTPS Uran | 0 | - | 0 | 0.6 | 0.6 | 0 | 0 | 0 |  |  | 0 | 0
0 | 18) Supply, Installation and commissioning of battery chargers at Stage-II at GTPS,Uran. | 0 | - | 0 | 0.2 | 0.2 | 0 | 0 | 0 |  |  | 0 | 0
0 | 19) Procurement of on-line dissolve oxygen, pH & conductivity measurement with transmitter for boiler and steam turbine at GTPS Uran | 0 | - | 0 | 0 | 0 | 0 | 0.5 | 0.5 |  |  | 0.5 | 0
0 | 20) Procurement of Optical Gas Leak imaging Camera for gas leak detection at GTPS,Uran. | 0 | - | 0 | 0 | 0 | 0 | 0.4 | 0.4 |  |  | 0.4 | 0
0 | 21) Procurement of HP and LP bypass control valve actuator and HP bypass spray control valve actuator at GTPS uran (3 No) | 0 | - | 0 | 1.9 | 1.9 | 0 | 1.9 | 1.9 |  |  | 1.9 | 0
0 | 22) New SCADA system for WTP operation at GTPS Uran | 0 | - | 0 | 0.25 | 0.25 | 0 | 0 | 0 |  |  | 0 | 0
0 | 23) Replacement of existing field instruments of WTP ( level transmitters, level switches, pH meter with sensor, flow meters and Transmittres,conductivity meter with sensors, dissolve oxygen meter with sensors, pressure gauges, pneumatic valves with feedback) at GTPS Uran | 0 | - | 0 | 0.75 | 0.75 | 0 | 0 | 0 |  |  | 0 | 0
8 | DPR-1 DPR for Condenser Vacuum imrovement by procurement and erection/Upgradation of ACC pannels of A0 Unit | 0 | - | 0 | 0 | 0 | 0 | 0 | 0 |  |  | 0 | 0
9 | Supply and erection of ACC Pannels/ Upgradation (A0 ACC Pannels) | 0 | - | 0 | 0 | 0 | 0 | 0 | 0 |  |  | 0 | 0
10 | DPR for Replacement of HP and LP cycle valves of Boilers. | 0 | - | 0 | 0 | 0 | 0 | 0 | 0 |  |  | 0 | 0
0 | Supply of all valves of Boiler HP feed station valves, overflow valves, MIV valve, shutoff valve (A1,A2,B1,B2 Boilers) | 0 | - | 0 | 0 | 0 | 0 | 14 | 14 |  |  | 14 | 0
0 | Supply all valves of Boiler LP feed station valves, Overflow valves, MIV valve, shutoff valve (A1,A2,B1,B2 Boilers) | 0 | - | 0 | 0 | 0 | 0 | 12 | 12 |  |  | 12 | 0
11 | DPR for Turbine section upgrade of GT unit 5 | 0 | - | 0 | 0 | 0 | 0 | 0 | 0 |  |  | 0 | 0
0 | Supply of Turbine rotor blades 3 & 4 and Turbine stator blades 3 & 4 along with installation material (TSU) GT 5 | 0 | - | 0 | 75 | 75 | 0 | 0 | 0 |  |  | 0 | 0
12 | DPR for Replacement of Various pumps of A0 & B0 block and HP LP drum, HP LP BCP allied valves of boiler | 0 | - | 0 | 0 | 0 | 0 | 0 | 0 |  |  | 0 | 0
0 | Supply of various pumps (HP BCP , LP BCP, HP and LP Feed water pumps, preheater, evacuation pumps, CEP pumps etc Pumps (A0 and B0 Block) | 0 | - | 0 | 19.12 | 19.12 | 0 | 0 | 0 |  |  | 0 | 0
0 | Supply of HP & LP Drum and superheater safety valve, drain station valves (A1,A2,B1,B2 Boilers) | 0 | - | 0 | 0 | 0 | 0 | 5 | 5 |  |  | 5 | 0
0 | Supply of HP & LP BCP suction valves, discharge valves , NRV (A1,A2,B1,B2 Boilers) | 0 | - | 0 | 0 | 0 | 0 | 5 | 5 |  |  | 5 | 0
13 | DPR for Life extension of B0 block by replacement of LP evaporator header and tubes, boiler duct plate, B0 steam turbine free standing blades and bearing | 0 | - | 0 | 0 | 0 | 0 | 0 | 0 |  |  | 0 | 0
0 | Supply and eretion of LP Evaporator header and Tubes (B1Boiler) | 0 | - | 0 | 0 | 0 | 0 | 20 | 20 |  |  | 20 | 0
0 | Supply of boiler duct plate (B1,B2 Boiler) | 0 | - | 0 | 0 | 0 | 0 | 10 | 10 |  |  | 10 | 0
0 | Supply of Steam turbine free standing blades (B0 steam turbine) | 0 | - | 0 | 0 | 0 | 0 | 5 | 5 |  |  | 5 | 0
0 | Supply of Steam turbine Journal cum Thrust bearing (A0 Steam Turbine) | 0 | - | 0 | 0 | 0 | 0 | 5 | 5 |  |  | 5 | 0
14 | DPR for Life extension of GT Units by replacement of GT Gas ESV , Control valves and GT transmitter unit (barring gear assembly), Hand barring assembly. | 0 | - | 0 | 0 | 0 | 0 | 0 | 0 |  |  | 0 | 0
0 | Supply of GT Gas ESV & Control valve (GT 6,7 & 8) | 0 | - | 0 | 0 | 0 | 0 | 12 | 12 |  |  | 12 | 0
0 | Supply of GT Transmitter unit with Hand barring assembly (GT 5 & 6 Transmitter Unit and GT 5,6,7,8 Hand Barring assembly ) | 0 | - | 0 | 0 | 0 | 0 | 13 | 13 |  |  | 13 | 0
15 | DPR for procurement of Inconel 617 plate for mixing chambers and Replacement of GT exhaust bellows, honeycomb. | 0 | - | 0 | 0 | 0 | 0 | 0 | 0 |  |  | 0 | 0
0 | Supply of inconel 617 plate for mixing chambers (All GT) | 0 | - | 0 | 0 | 0 | 0 | 0 | 0 |  |  | 0 | 0
0 | Replacement of GT exhaust bellows and honeycomb. (GT7 & 8) | 0 | - | 0 | 0 | 0 | 0 | 0 | 0 |  |  | 0 | 0
16 | DPR for Turbine section upgrade of GT unit 7 | 0 | - | 0 | 0 | 0 | 0 | 0 | 0 |  |  | 0 | 0
0 | Supply of Turbine rotor blades 3 & 4 and Turbine stator blades 3 & 4 along with installation material (TSU) GT 7 | 0 | - | 0 | 0 | 0 | 0 | 75 | 75 |  |  | 75 | 0
17 | DPR for Supply and erection of new air compressor system with screw type compressor, HVAC system with Screw type Compressor and Stg II and Stg III DG set at GTPS Uran | 0 | - | 0 | 0 | 0 | 0 | 0 | 0 |  |  | 0 | 0
0 | Supply and erection of new Air compressor system with Screw type Compressor (Service & instrument air compressors) | 0 | - | 0 | 0 | 0 | 0 | 14 | 14 |  |  | 14 | 0
0 | Supply and erection of new HVAC system with Screw type Compressor | 0 | - | 0 | 0 | 0 | 0 | 13 | 13 |  |  | 13 | 0
0 | Supply & Errection of Stage II and Stage III DG set | 0 | - | 0 | 0 | 0 | 0 | 5 | 5 |  |  | 5 | 0
18 | DPR for Life extension of GT by procurement of Mixing chambers with installation material and Procurement of GT flametube bricks & brick holders. | 0 | - | 0 | 0 | 0 | 0 | 0 | 0 |  |  | 0 | 0
0 | Supply of Mixing chambers with installation material (GT 5) | 0 | - | 0 | 0 | 0 | 0 | 0 | 0 |  |  | 0 | 0
0 | Supply of GT Flametube bricks & brick holders (All GT) | 0 | - | 0 | 0 | 0 | 0 | 0 | 0 |  |  | 0 | 0
19 | DPR for Life extension of GT by Procurement of Compressor diaphragm rings with stator blades– 1 to 16 for GT Unit 6. | 0 | - | 0 | 0 | 0 | 0 | 0 | 0 |  |  | 0 | 0
0 | Supply of Compressor diaphragm rings with stator blades– 1 to 16 (GT 6) | 0 | - | 0 | 0 | 0 | 0 | 0 | 0 |  |  | 0 | 0
20 | DPR for Procurement of Turbine stator blades 1 & 2 and Turbine rotor blades 1 & 2 along with installation material for GT unit 5. | 0 | - | 0 | 0 | 0 | 0 | 0 | 0 |  |  | 0 | 0
0 | Supply of Turbine stator blades 1 & 2 and Turbine rotor blades 1 & 2 along with installation material (GT 5) | 0 | - | 0 | 0 | 0 | 0 | 0 | 0 |  |  | 0 | 0
21 | DPR for Procurement of Various oil pumps, water pumps of GT Units and Procurement of GT blow off valves and IGV blades along with its complete operating mechanism. | 0 | - | 0 | 0 | 0 | 0 | 0 | 0 |  |  | 0 | 0
0 | Supply of all GT pumps (MOP,JOP, Boosster pump, EOP, oil vapour fan, CW pumps, Makeup pumps, colony water pumps, drinking water pumps) for all GT | 0 | - | 0 | 0 | 0 | 0 | 0 | 0 |  |  | 0 | 0
0 | Supply of GT Blow-off valves (All GT) | 0 | - | 0 | 0 | 0 | 0 | 0 | 0 |  |  | 0 | 0
0 | Supply of IGV blades along with its complete operating mechanism (GT 5,6,8) | 0 | - | 0 | 0 | 0 | 0 | 0 | 0 |  |  | 0 | 0
22 | DPR for Life extension of GT units by Procurement of inner casing & K rings with installation material. | 0 | - | 0 | 0 | 0 | 0 | 0 | 0 |  |  | 0 | 0
0 | Supply of inner casing & K ring with installation material (Inner casing for GT 8 and All GT K ring) | 0 | - | 0 | 0 | 0 | 0 | 0 | 0 |  |  | 0 | 0
23 | DPR for CCPP process improvement by Procurement and erection of Hangers and supports of Gas skid, A0 ,B0 block and supply of various size pipelines and boiler tubes for Boiler, GT | 0 | - | 0 | 0 | 0 | 0 | 0 | 0 |  |  | 0 | 0
0 | Supply and erection of Hangers and supports (Gas skid, A0 and B0 Block) | 0 | - | 0 | 0 | 0 | 0 | 0 | 0 |  |  | 0 | 0
0 | Supply of Various size high pressure pipelines and tubes for Boiler and GT & ST | 0 | - | 0 | 0 | 0 | 0 | 0 | 0 |  |  | 0 | 0
24 | DPR for Procurement of Turbine stator blades 1 & 2 and Turbine rotor blades 1 & 2 along with installation material for GT unit 7. | 0 | - | 0 | 0 | 0 | 0 | 0 | 0 |  |  | 0 | 0
0 | Supply of Turbine rotor blades 1 & 2 and Turbine stator blades 1 & 2 along with installation material (GT7) | 0 | - | 0 | 0 | 0 | 0 | 0 | 0 |  |  | 0 | 0
25 | DPR for Life extension of GT by Procurement of complete flame tube, burners and Procurement of Luwa cooler pannels. | 0 | - | 0 | 0 | 0 | 0 | 0 | 0 |  |  | 0 | 0
0 | Supply of complete Flame tubes with Burners (Flame tubes of GT 5 and Burners of GT 7 & 8) | 0 | - | 0 | 0 | 0 | 0 | 0 | 0 |  |  | 0 | 0
0 | Supply of Luwa cooler pannels (GT 5,7,8) | 0 | - | 0 | 0 | 0 | 0 | 0 | 0 |  |  | 0 | 0
26 | DPR for Life extension of GT units by Procurement of Compressor rotor blades stage 1 - 16 for GT unit 5 & 7. | 0 | - | 0 | 0 | 0 | 0 | 0 | 0 |  |  | 0 | 0
0 | Supply of Compressor Rotor blades 1 to 16th (GT 5, 7) | 0 | - | 0 | 0 | 0 | 0 | 0 | 0 |  |  | 0 | 0
27 | DPR for Life extension of GT units by Procurement of Complete GT fasteners set and Procurement of mixing chambers with installation material for GT6. | 0 | - | 0 | 0 | 0 | 0 | 0 | 0 |  |  | 0 | 0
0 | Procurement of Complete GT Fasteners set | 0 | - | 0 | 0 | 0 | 0 | 0 | 0 |  |  | 0 | 0
0 | Supply of Mixing chambers with installation material (GT 6 ) | 0 | - | 0 | 0 | 0 | 0 | 0 | 0 |  |  | 0 | 0
28 | Reliability Improvement Schemes for Gas Turbine Power Stations, Uran. | 0 | - | 0 | 0 | 0 | 0 | 0 | 0 |  |  | 0 | 0
0 | Supply, installation & commissioning work of 17.5 KV, 7860 Amp and 60 Amp Stage 2 Generator Busbar at Gas Turbine Power Station,Uran. | 0 | - | 0 | 0 | 0 | 0 | 0 | 0 |  |  | 0 | 0
0 | Upgradation of GT-5 and GT-6 SFC and SEE system. | 0 | - | 0 | 0 | 0 | 0 | 14 | 14 |  |  | 14 | 0
0 | Upgradation of Gas Turbine Generator and Transformer protection system (2 No) | 0 | - | 0 | 2 | 2 | 0 | 0 | 0 |  |  | 0 | 0
29 | Schemes for improvement of auxiliary availability for effecient performance during running of 108 MW Stage II & 120 MW Stage III units at GTPS, Uran. | 0 | - | 0 | 0 | 0 | 0 | 0 | 0 |  |  | 0 | 0
0 | Procurement of 108 MW Stage II GT units generator rotor at GTPS, Uran. | 0 | - | 0 | 0 | 0 | 0 | 0 | 0 |  |  | 0 | 0
0 | Procurement of 1 MVA Unit Auxiliary Transformer, 570 KVA Excitation Transformer and 2 MVA Frequency Converter Transformer of Stage II GT Unit at GTPS, Uran. | 0 | - | 0 | 0 | 0 | 0 | 0 | 0 |  |  | 0 | 0
0 | Upgradation of Stage -II & III Battery Chargers. | 0 | - | 0 | 0 | 0 | 0 | 2.75 | 2.75 |  |  | 2.75 | 0
0 | (a) Upgradation of 4 MW DG set control system. | 0 | - | 0 | 0 | 0 | 0 | 1 | 1 |  |  | 1 | 0
30 | Procurment of insurance spare for reliability improvement at GTPS Uran | 0 | - | 0 | 0 | 0 | 0 | 0 | 0 |  |  | 0 | 0
0 | Procurement of 120 MW Stage III WHRP unit generator rotor at GTPS, Uran. | 0 | - | 0 | 0 | 0 | 0 | 0 | 0 |  |  | 0 | 0
31 | AI Based Comprehensive Infrasecure Project | 0 | - | 0 | 0 | 0 | 0 | 0 | 0 |  |  | 0 | 0
0 | AI Based Comprehensive Infrasecure Project | 0 | - | 0 | 0 | 18.6835 | -18.6835 | 0 | 0 |  |  | 0 | -18.6835
32 | A0 RESTORATION | 0 | - | 0 | 0 | 42.482 | -42.482 | 0 | 0 |  |  | 0 | -42.482
0 | A0 RESTORATION | 0 | - | 0 | 0 | 0 | 0 | 0 | 0 |  |  | 0 | 0
0 | 0 | 0 | - | 0 | 0 | 0 | 0 | 0 | 0 |  |  | 0 | 0
0 | B) Non-DPR Schemes | 0 | - | 0 | 0 | 0 | 0 | 0 | 0 |  |  | 0 | 0
1 | CHAIR REGULAR ERGONOMICS STANDARD(4370002018)/QTY60 | N.A. | - | 0 | 0.033294 | 0.033294 | 0 | 0 | 0 |  |  | 0 | 0
2 | 2 PANEL WOODEN SIDE TABLE 2 X 4 FT(4370002023)/QTY 20 | N.A. | - | 0 | 0.034646 | 0.034646 | 0 | 0 | 0 |  |  | 0 | 0
3 | EXECUTIVE REV CHAIR(4370002025)/QTY 19 | N.A. | - | 0 | 0.0079152 | 0.0079152 | 0 | 0 | 0 |  |  | 0 | 0
4 | INDUSTRIAL CABINET WITH 4 LOCKERS(4370002025)/QTY 19 | N.A. | - | 0 | 0.028267 | 0.028267 | 0 | 0 | 0 |  |  | 0 | 0
5 | INDUSTRIAL CABINET WITH 4 LOCKERS(4370002037)/QTY 6 | N.A. | - | 0 | 0.01116 | 0.01116 | 0 | 0 | 0 |  |  | 0 | 0
6 | CHAIR REGULAR (4370002039)/QTY 51 | N.A. | - | 0 | 0.037587 | 0.037587 | 0 | 0 | 0 |  |  | 0 | 0
7 | 3 BURNER GAS STOVE IRON PAN SUPPORT(4370002320)/QTY 1 | N.A. | - | 0 | 0.00199 | 0.00199 | 0 | 0 | 0 |  |  | 0 | 0
8 | 3 BURNER GAS STOVE IRON PAN SUPPORT(4370002319)/QTY 1 | N.A. | - | 0 | 0.0007795 | 0.0007795 | 0 | 0 | 0 |  |  | 0 | 0
9 | Samsung LCD TV(2 nos, 26" in Rest House)/QTY 2 | N.A. | - | 0 | 0.019555 | 0.019555 | 0 | 0 | 0 |  |  | 0 | 0
10 | Mobile Purchase for CE GTPS/QTY 1 | N.A. | - | 0 | 0.001599 | 0.001599 | 0 | 0 | 0 |  |  | 0 | 0
11 | Walkie Talkie NO.7/QTY 7 | N.A. | - | 0 | 0.011357 | 0.011357 | 0 | 0 | 0 |  |  | 0 | 0
12 | Electronic Appliances to rest houseGTPS 4370002069/QTY 1 | N.A. | - | 0 | 0.0042198 | 0.0042198 | 0 | 0 | 0 |  |  | 0 | 0
13 | Electronic Appliances to rest house(4370002070)/QTY 1 | N.A. | - | 0 | 0.0029609 | 0.0029609 | 0 | 0 | 0 |  |  | 0 | 0
14 | COLOR LASER JET PRINTER4370002282/QTY 2 | N.A. | - | 0 | 0.00473 | 0.00473 | 0 | 0 | 0 |  |  | 0 | 0
15 | LASER LASERJET PRINTER FOR A4 PAPER(4370002057)/QTY 5 | N.A. | - | 0 | 0.003516 | 0.003516 | 0 | 0 | 0 |  |  | 0 | 0
16 | Split Air Conditioner(4370002046)GUEST HOUSE/QTY 11 | N.A. | - | 0 | 0.057773 | 0.057773 | 0 | 0 | 0 |  |  | 0 | 0
17 | LASER ALL IN ONE A4 LASER PRINTER (4370002321) POG/QTY 12 | N.A. | - | 0 | 0.0222 | 0.0222 | 0 | 0 | 0 |  |  | 0 | 0
18 | COOLER WATER THERMOSTAT 40 F-45 F TYU-5(4370002318/QTY 4 | N.A. | - | 0 | 0.0047956 | 0.0047956 | 0 | 0 | 0 |  |  | 0 | 0
19 | UV WATER PURIFIER FILTER4370002059/QTY 4 | N.A. | - | 0 | 0.031558 | 0.031558 | 0 | 0 | 0 |  |  | 0 | 0
20 | ext. of compound wall around of GTPS Uran. | N.A. | - | 0 | 0.13699 | 0.13699 | 0 | 0 | 0 |  |  | 0 | 0
21 | Supply Installation & commissioning of 11TR Water cooled air conditioning package at GT Unit # 5 & 6 LCRs /14 QTY | N.A. | - | 0 | 0.30988 | 0.30988 | 0 | 0 | 0 |  |  | 0 | 0
22 | Procurment of new Ambulance Van MH-46-BM-2746/QTY 1 | N.A. | - | 0 | 0.10754 | 0.10754 | 0 | 0 | 0 |  |  | 0 | 0
23 | DG SET ASSY KIRLOSKAR 6SL8800TA-250(4370002473)/QTY 1 | N.A. | - | 0 | 0.0477 | 0.0477 | 0 | 0 | 0 |  |  | 0 | 0
24 | 3 seater sofa set(4370002496)/QTY 2 | N.A. | - | 0 | 0.005243 | 0.005243 | 0 | 0 | 0 |  |  | 0 | 0
25 | WET AND DRY VACUUM CLEANER(4370002509)/QTY 2 | N.A. | - | 0 | 0.0046 | 0.0046 | 0 | 0 | 0 |  |  | 0 | 0
26 | Revolving Chair(4370002467)/QTY 24 | N.A. | - | 0 | 0.018348 | 0.018348 | 0 | 0 | 0 |  |  | 0 | 0
27 | Regular Chair(4370002466)/QTY 10 | N.A. | - | 0 | 0.00801 | 0.00801 | 0 | 0 | 0 |  |  | 0 | 0
28 | Scrubber Dryers(4370002495)/QTY 2 | N.A. | - | 0 | 0.0258 | 0.0258 | 0 | 0 | 0 |  |  | 0 | 0
29 | MICROWAVE OVEN CAPACITY 32 LITERS(4370002510)/QTY 1 | N.A. | - | 0 | 0.002403 | 0.002403 | 0 | 0 | 0 |  |  | 0 | 0
30 | One Seater Sofa(4370002497)/QTY 4 | N.A. | - | 0 | 0.006302 | 0.006302 | 0 | 0 | 0 |  |  | 0 | 0
31 | S-Type Chairs(4370002460)/QTY 61 | N.A. | - | 0 | 0.035685 | 0.035685 | 0 | 0 | 0 |  |  | 0 | 0
32 | INDUSTRIAL CABINET WITH 4 LOCKERS(4370002464)/QTY 19 | N.A. | - | 0 | 0.037031 | 0.037031 | 0 | 0 | 0 |  |  | 0 | 0
33 | STEEL CABINET WITH 18 LOCKER(4370002461)/QTY 14 | N.A. | - | 0 | 0.020181 | 0.020181 | 0 | 0 | 0 |  |  | 0 | 0
34 | STEEL CABINET WITH 06 LOCKER(4370002462)/QTY 21 | N.A. | - | 0 | 0.033495 | 0.033495 | 0 | 0 | 0 |  |  | 0 | 0
35 | File Cabinet(4370002463)/QTY 22 | N.A. | - | 0 | 0.040566 | 0.040566 | 0 | 0 | 0 |  |  | 0 | 0
36 | Midback Chair(4370002456)/QTY 30 | N.A. | - | 0 | 0.017514 | 0.017514 | 0 | 0 | 0 |  |  | 0 | 0
37 | S-Type(backrest made of mesh)Chair(4370002465)/QTY 20 | N.A. | - | 0 | 0.01142 | 0.01142 | 0 | 0 | 0 |  |  | 0 | 0
38 | L Type Exe. Table(4370002471)/QTY 4 | N.A. | - | 0 | 0.024892 | 0.024892 | 0 | 0 | 0 |  |  | 0 | 0
39 | Godrej interio T-104 Table(4370002472)/QTY 18 | N.A. | - | 0 | 0.042228 | 0.042228 | 0 | 0 | 0 |  |  | 0 | 0
40 | Provi & fix garden benc.@GTPS Colony.(4370002503)./QTY 35 | N.A. | - | 0 | 0.032214 | 0.032214 | 0 | 0 | 0 |  |  | 0 | 0
41 | Supply of heavy pedestal type (4370002601)/QTY 20 | N.A. | - | 0 | 0.02626 | 0.02626 | 0 | 0 | 0 |  |  | 0 | 0
42 | 2 TON CAPACITY SPLIT AC(4370002498)/QTY 8 | N.A. | - | 0 | 0.03359 | 0.03359 | 0 | 0 | 0 |  |  | 0 | 0
43 | Procurement of 16 Channel DVR at GTPS.(4370002575)/QTY 1 | N.A. | - | 0 | 0.00104 | 0.00104 | 0 | 0 | 0 |  |  | 0 | 0
44 | Procurement of Server at GTPS Uran.(4385000212)/QTY 1 | N.A. | - | 0 | 0.054766 | 0.054766 | 0 | 0 | 0 |  |  | 0 | 0
45 | CCTV Cameras and DVR at GTPS URAN (4370002677)/QTY 13 | N.A. | - | 0 | 0.0036888 | 0.0036888 | 0 | 0 | 0 |  |  | 0 | 0
46 | 3 KW Geysers (Water Heaters) (4370002733)/QTY 18 | N.A. | - | 0 | 0.00576 | 0.00576 | 0 | 0 | 0 |  |  | 0 | 0
47 | WALL MOUNTED/Matress etc .Guest house FAN 24" 230V 1440RPM(4370002713)/QTY 39 | N.A. | - | 0 | 0.011658 | 0.011658 | 0 | 0 | 0 |  |  | 0 | 0
48 | COMPLETE PROJECTOR WITH STD ACCE.(4370002703)/QTY 1 | N.A. | - | 0 | 0.0061642 | 0.0061642 | 0 | 0 | 0 |  |  | 0 | 0
49 | NAS Storage device (4370002674)/QTY 1 | N.A. | - | 0 | 0.0225 | 0.0225 | 0 | 0 | 0 |  |  | 0 | 0
50 | DYNAMIC MIC,ACCESSORIES (4370002728)/QTY 5 | N.A. | - | 0 | 0.00247 | 0.00247 | 0 | 0 | 0 |  |  | 0 | 0
51 | DESKTOP (4370002709)/QTY 10 | N.A. | - | 0 | 0.056867 | 0.056867 | 0 | 0 | 0 |  |  | 0 | 0
52 | Procurement of Computer Monitor at GTPS.4370002812/QTY 15 | N.A. | - | 0 | 0.0213 | 0.0213 | 0 | 0 | 0 |  |  | 0 | 0
53 | Procurement of Air Purifiers in PCR’s4370002804/Qty 40 | N.A. | - | 0 | 0.007 | 0.007 | 0 | 0 | 0 |  |  | 0 | 0
54 | iPad & Laptop As Per Specification 4385000561/QTY 2 | N.A. | - | 0 | 0.019458 | 0.019458 | 0 | 0 | 0 |  |  | 0 | 0
55 | Projector Screen SZIE 8 X 10 FEET(4370002710)/QTY 1 | N.A. | - | 0 | 0.0010398 | 0.0010398 | 0 | 0 | 0 |  |  | 0 | 0
56 | Supply, Installation and commissioning of SCADA System for Raw and DM water plant at Water Treatment Plant, GTPS, Uran. | 0 | - | 0 | 0.9263 | 0.9263 | 0 | 0 | 0 |  |  | 0 | 0
57 | Supply, Installation and commissioning of Battery chargers at stage II at GTPS Uran | 0 | - | 0 | 0.69004 | 0.69004 | 0 | 0 | 0 |  |  | 0 | 0
58 | Up gradation of old Generator Protection System with Advance Series Microprocessor based system, GTPS Uarn | 0 | - | 0 | 1.093 | 1.093 | 0 | 0 | 0 |  |  | 0 | 0
59 | NABL laboratory set up including required instruments along with furniture and other accessories at WT Plant, GTPS, Uran. | 0 | - | 0 | 0.64239 | 0.64239 | 0 | 0 | 0 |  |  | 0 | 0
60 | Providing and applying of chemical resistance coating to the internal surface of soft water storage tank at Water Treatment Plant, GTPS Uran | 0 | - | 0 | 1.4408 | 1.4408 | 0 | 0 | 0 |  |  | 0 | 0
61 | CCPP Process improvement through application of Thermal insulation for WHRP Boiler/GT exhaust area at GTPS, Uran | 0 | - | 0 | 0.85669 | 0.85669 | 0 | 0 | 0 |  |  | 0 | 0
62 | Procurement of grass cutting machine (Petrol engine) at GTPS, Uran. | 0 | - | 0 | 0.011328 | 0.011328 | 0 | 0 | 0 |  |  | 0 | 0
63 | Procurement of dedicated server for DSM System at GTPS Uran. | 0 | - | 0 | 0.0934 | 0.0934 | 0 | 0 | 0 |  |  | 0 | 0
64 | Procurement of Water Purifier | 0 | - | 0 | 0.000803 | 0.000803 | 0 | 0 | 0 |  |  | 0 | 0
65 | Procurement of 1.5T SPLIT AC | 0 | - | 0 | 0.0282 | 0.0282 | 0 | 0 | 0 |  |  | 0 | 0
66 | MOBILE PHONE FOR SHIFT I/C | 0 | - | 0 | 0.0013999 | 0.0013999 | 0 | 0 | 0 |  |  | 0 | 0
67 | MOBILE PHONE FOR SHIFT I/C | 0 | - | 0 | 0.0013499 | 0.0013499 | 0 | 0 | 0 |  |  | 0 | 0
68 | MOBILE PHONE FOR SHIFT I/C | 0 | - | 0 | 0.0013499 | 0.0013499 | 0 | 0 | 0 |  |  | 0 | 0
69 | Procurement of CCTV camera | 0 | - | 0 | 0.0051684 | 0.0051684 | 0 | 0 | 0 |  |  | 0 | 0
70 | Procurement of Desktop PC’s at GTPS URAN. | 0 | - | 0 | 0.084569 | 0.084569 | 0 | 0 | 0 |  |  | 0 | 0
71 | Procurement of 4 channel DVR & 4 cctv camera | 0 | - | 0 | 0.00147 | 0.00147 | 0 | 0 | 0 |  |  | 0 | 0
72 | Procurement of 8 channel mini DVR | 0 | - | 0 | 0.0012492 | 0.0012492 | 0 | 0 | 0 |  |  | 0 | 0
73 | Procurement of MOBILE PHONE | 0 | - | 0 | 0.0015 | 0.0015 | 0 | 0 | 0 |  |  | 0 | 0
74 | Procurement of Monitors at GTPS URAN. | 0 | - | 0 | 0.00101 | 0.00101 | 0 | 0 | 0 |  |  | 0 | 0
75 | Supply of Thinclients on Buyback for Uran GTPS | 0 | - | 0 | 0.12118 | 0.12118 | 0 | 0 | 0 |  |  | 0 | 0
76 | FY23-24 | 0 | - | 0 | 0 | 0 | 0 | 0 | 0 |  |  | 0 | 0
77 | PORT FIRE EXT ABC COMP EN3 AFFF - COMPOSITE CAPACITY 9 LTR 9KG | 0 | - | 0 | 3.3915 | 3.3915 | 0 | 0 | 0 |  |  | 0 | 0
78 | Procurement of Thermal Imaging Camera for Condition Monitoring of machine at GTPS,Uran. | 0 | - | 0 | 0.035046 | 0.035046 | 0 | 0 | 0 |  |  | 0 | 0
79 | DIGITAL ULTRASONIC FLOW METER | 0 | - | 0 | 0.016768 | 0.016768 | 0 | 0 | 0 |  |  | 0 | 0
80 | MEASURING &DISPLAYING HANDHELD INST | 0 | - | 0 | 0.0085314 | 0.0085314 | 0 | 0 | 0 |  |  | 0 | 0
81 | Approval for procuring Thickness measurment gauge,Portable flow meter and Vibration meter for GTPS, Uran | 0 | - | 0 | 0.00924 | 0.00924 | 0 | 0 | 0 |  |  | 0 | 0
82 | Supply, installation and commissioning of 1.5 ton Window Air Conditioner and 1.5 Ton Split Air conditioners with inverter technology at GTPS Uran. | 0 | - | 0 | 0.013586 | 0.013586 | 0 | 0 | 0 |  |  | 0 | 0
83 | Procurement of monitors at GTPS Uran | 0 | - | 0 | 0.0144 | 0.0144 | 0 | 0 | 0 |  |  | 0 | 0
84 | Procurement of Desktop PC’s and Laptop at GTPS Uran | 0 | - | 0 | 0.005499 | 0.005499 | 0 | 0 | 0 |  |  | 0 | 0
85 | SUPPLY & INSTALLATION OF VC SETUP AND INTERACTIVE DISPLAY FOR GTPS URAN | 0 | - | 0 | 0.030763 | 0.030763 | 0 | 0 | 0 |  |  | 0 | 0
86 | Supply, installation and commissioning of water purifiers and water purifier cum cooler at GTPS Uran. | 0 | - | 0 | 0.00285 | 0.00285 | 0 | 0 | 0 |  |  | 0 | 0
87 | Urgent procurement and installation of UV Water Purifier cum cooler at GTPS, Uran on confirmatory basis. | 0 | - | 0 | 0.008378 | 0.008378 | 0 | 0 | 0 |  |  | 0 | 0
88 | Supply, installation and commissioning of RO+UV+UF Storage Type Water Purifiers at GTPS,Uran. | 0 | - | 0 | 0.012951 | 0.012951 | 0 | 0 | 0 |  |  | 0 | 0
89 | Procurement of Hot air oven for general laboratory at Water Treatment Plant, GTPS,Uran | 0 | - | 0 | 0.001475 | 0.001475 | 0 | 0 | 0 |  |  | 0 | 0
90 | Supply of Plastic Chair and Dinning table at Guest House & new dormitory of GTPS Uran. | 0 | - | 0 | 0.0061545 | 0.0061545 | 0 | 0 | 0 |  |  | 0 | 0
91 | Procurement of Desktop PC’s and Laptop at GTPS Uran | 0 | - | 0 | 0.0088 | 0.0088 | 0 | 0 | 0 |  |  | 0 | 0
92 | COLOR LASER JET PRINTERADMIN BUILDING | 0 | - | 0 | 0.006379 | 0.006379 | 0 | 0 | 0 |  |  | 0 | 0
93 | DEEP FREEZER CAP 205 LITERSGuest House | 0 | - | 0 | 0.004248 | 0.004248 | 0 | 0 | 0 |  |  | 0 | 0
94 | CCTV, DVR , CCTV CableGuest HO&Club HO | 0 | - | 0 | 0.011741 | 0.011741 | 0 | 0 | 0 |  |  | 0 | 0
95 | Supply installation, commissioning and testing of 220 V, 800 Ah Ni-Cadmium/ 220 V, 965 Ah Plante Type battery sets for Stage III WHRP 120 MW A0 & B0 Units at Gas Turbine Power Station, Uran. | 0 | - | 0 | 3.628 | 3.628 | 0 | 0 | 0 |  |  | 0 | 0
96 | Supply, installation and commissioning of Actuators for HP bypass, LP bypass and HP bypass injection spray control valve at GTPS, Uran. | 0 | - | 0 | 3.6969 | 3.6969 | 0 | 0 | 0 |  |  | 0 | 0
97 | Procurement of rotating blades of 29th, 30th and 31st stage (along with installation materials) for 120MW KWU Steam Turbine B-0 at GTPS, Uran | 0 | - | 0 | 4.1155 | 4.1155 | 0 | 0 | 0 |  |  | 0 | 0
| Total |  |  |  | 382.8558 | 439.3013 | -56.4455 | 336.2443 | 336.2443 | 0 | 0 | 336.2443 | -56.4455
FY 2027-28
a) DPR Schemes
(i) Submitted to MERC
1 | Up gradation of Gas Turbine Automation system, SFC and Excitation system | MERC/CAPEX/20122013/02285 | 2013-01-09 | 23.31 | 0 | 0 | 0 | 0 | 0 |  |  | 0 | 0 | 0 | 0
1.1 | Up-gradation of GT Automation System (Automation System PPA T3000) for Unit - 8 Stage-II | MERC/CAPEX/20122013/02285 | 2013-01-09 | 12.4 | 11.25 | 11.25 | 0 | 0 | 0 |  |  | 0 | 0 | 0 | 0
1.2 | Up-Gradation of Starting Frequency Converter & Static Excitation Equipment for GT-7 & GT-8 of Stage-II | MERC/CAPEX/20122013/02285 | 2013-01-09 | 10.91 | 9.87 | 9.87 | 0 | 0 | 0 |  |  | 0 | 0 | 0 | 0
2 | Procurement of Turbine 1st & 2nd stage blades for Gas Turbine U#6 | MERC/TECH 1/CAPEX/20142015/00087 | 2014-04-10 | 17.21 | 0 | 0 | 0 | 0 | 0 |  |  | 0 | 0 | 0 | 0
2.1 | Procurement of Turbine 1st & 2nd stage blades for Gas Turbine U#6 | MERC/TECH 1/CAPEX/20142015/00087 | 2014-04-10 | 17.21 | 17.5525 | 17.5525 | 0 | 0 | 0 |  |  | 0 | 0 | 0 | 0
3 | A0/B0 WHRP Unit Automation at GTPS Uran | MERC/CAPEX/20172018/4321 | 2017-10-11 | 24.6 | 0 | 0 | 0 | 0 | 0 |  |  | 0 | 0 | 0 | 0
3.1 | Supply of Siemens automation system and operation, monitoring and information system (SPPA-T3000 DCS) along with all necessary accessories for up-gradation and 10% mandatory spares. | MERC/CAPEX/20172018/4321 | 2017-10-11 | 20.39 | 17.0437 | 8.5237 | 8.52 | 0 | 0 |  |  | 0 | 8.52 | 0 | 0
3.2 | Service price for design, engineering, testing, erection, supervision, commissioning and training. | MERC/CAPEX/20172018/4321 | 2017-10-11 | 3.57 | 0.75469 | 0.75469 | 0 | 0 | 0 |  |  | 0 | 0 | 0 | 0
0 | IDC | MERC/CAPEX/20172018/4321 | 2017-10-11 | 0.64 | 1.1987 | 1.1987 | 0 | 0 | 0 |  |  | 0 | 0 | 0 | 0
4 | Renovation of Gas Turbine Air Intake System (Filter house for two units) at GTPS Uran | MERC/CAPEX/20172018/4645 | 2017-11-10 | 17 | 20.06 | 20.06 | 0 | 0 | 0 |  |  | 0 | 0 | 0 | 0
4.1 | SUPPLY & Work COST for 2 GT Units. | MERC/CAPEX/20172018/4645 | 2017-11-10 | 17 | 0 | 0 | 0 | 0 | 0 |  |  | 0 | 0 | 0 | 0
0 | 0 | 0 | - | 0 | 0 | 0 | 0 | 0 | 0 |  |  | 0 | 0 | 0 | 0
5 | Procurement of compressor rotor blades and tie rod with front hollow shaft for GT Unit No. 8 at GTPS Uran | MERC/CAPEX/20172018/0151 | 2018-01-31 | 19.197 | 0 | 0 | 0 | 0 | 0 |  |  | 0 | 0 | 0 | 0
5.1 | Procurement of GT-8 Compressor rotor blades (complete set) | MERC/CAPEX/20172018/0151 | 2018-01-31 | 9.04 | 7.6515 | 7.6515 | 0 | 0 | 0 |  |  | 0 | 0 | 0 | 0
5.2 | Procurement of GT-8 Tie rod & front hollow shaft along with installation materials | MERC/CAPEX/20172018/0151 | 2018-01-31 | 9.806 | 9.0831 | 9.0831 | 0 | 0 | 0 |  |  | 0 | 0 | 0 | 0
0 | IDC | MERC/CAPEX/20172018/0151 | 2018-01-31 | 0.351 | 2.1674 | 2.1674 | 0 | 0 | 0 |  |  | 0 | 0 | 0 | 0
6 | Upgradation of Automation Systems of GT-7 & Static Excitation Equipment of B0 Unit at GTPS Uran | MERC/CAPEX/2019-2020/422 | 2019-07-29 | 22.57 | 8.8972 | 8.8972 | 0 | 0 | 0 |  |  | 0 | 0 | 0 | 0
6.1 | Up-gradation of GT Automation System for Unit – 7 (Stage – II) | MERC/CAPEX/2019-2020/422 | 2019-07-29 | 15.62 | 0 | 0 | 0 | 0 | 0 |  |  | 0 | 0 | 0 | 0
6.2 | Up-gradation of B0 Static Excitation System for Stage – III | MERC/CAPEX/2019-2020/422 | 2019-07-29 | 6.43 | 2.7959 | 2.7959 | 0 | 0 | 0 |  |  | 0 | 0 | 0 | 0
0 | IDC | MERC/CAPEX/2019-2020/422 | 2019-07-29 | 0.52 | 0 | 0 | 0 | 0 | 0 |  |  | 0 | 0 | 0 | 0
7 | Procurement of MOH Spares & Insurance Spares for Unit-8 at GTPS Uran | MERC/CAPEX/2019-2020/121 | 2020-02-04 | 36.1381 | 1.5551 | 1.5551 | 0 | 0 | 0 |  |  | 0 | 0 | 0 | 0
7.1 | GT Unit no.8 Major Over Haul (MOH) Spares | MERC/CAPEX/2019-2020/121 | 2020-02-04 | 22.1782 | 18.9731 | 18.9731 | 0 | 0 | 0 |  |  | 0 | 0 | 0 | 0
7.2 | GT Unit no.8 Insurance Spares | MERC/CAPEX/2019-2020/121 | 2020-02-04 | 13.9599 | 2.8427 | 2.8427 | 0 | 0 | 0 |  |  | 0 | 0 | 0 | 0
0 | IDC | MERC/CAPEX/2019-2020/121 | 2020-02-04 | 0 | 0 | 0 | 0 | 0 | 0 |  |  | 0 | 0 | 0 | 0
8 | Implementation of Energy Saving Scheme with VFD for HP Feed Water Pump (HPFWP) and Condensate Extraction Pumps (CEP) for Stage-III at GTPS, Uran | MERC/CAPEX/2020-21/WFH/SBR/1 | 2020-04-21 | 11.206 | 11.1734 | 11.1734 | 0 | 0 | 0 |  |  | 0 | 0 | 0 | 0
8.1 | Implementation of VFD with Bypass system for HP Feed Water Pumps (HPFWP) and Condensate Extraction Pumps (CEP) for St-III at GTPS, Uran.(Supply + Works) | MERC/CAPEX/2020-21/WFH/SBR/1 | 2020-04-21 | 10.856 | 0.35 | 0.35 | 0 | 0 | 0 |  |  | 0 | 0 | 0 | 0
0 | IDC | MERC/CAPEX/2020-21/WFH/SBR/1 | 2020-04-21 | 0.35 | 0 | 0 | 0 | 0 | 0 |  |  | 0 | 0 | 0 | 0
9 | Plant Civil Works & Renovation of Colony Civil Works at GTPS Uran | MERC/CAPEX/FY 2021-22/MSPGCL /25 | 2022-02-17 | 19.2812 | 0 | 0 | 0 | 0 | 0 |  |  | 0 | 0 | 0 | 0
9.1 | Renovations, refurbishment of Residential colony at GTPS, Uran. | MERC/CAPEX/FY 2021-22/MSPGCL /25 | 2022-02-17 | 7.5638 | 0 | 0 | 0 | 0 | 0 |  |  | 0 | 0 | 0 | 0
9.1.1 | Providing weather shed over the parpet at Type-I, Type-II, Type-D, Type- III & Type-IV quarters at GTPS , Uran. | 0 | - | 1.4278 | 1.41 | 1.41 | 0 | 0 | 0 |  |  | 0 | 0
0 | IDC | 0 | - | 0 | 0.031792 | 0.031792 | 0 | 0 | 0 |  |  | 0 | 0
9.1.2 | Providing vitrified flooring to Type-I, Type-II, Type-D, Type- III & E quarters at GTPS , Uran. | 0 | - | 2.0178 | 1.9088 | 1.9088 | 0 | 0 | 0 |  |  | 0 | 0
0 | IDC | 0 | - | 0 | 0 | 0 | 0 | 0 | 0 |  |  | 0 | 0
9.1.3 | Renovation/ Refurbishment including internal structural strangthing of Type-I, Type-II, Type-D, Type- III & Type- E & F quarters at GTPS , Uran. | 0 | - | 0.885 | 0.80812 | 0.80812 | 0 | 0 | 0 |  |  | 0 | 0
0 | IDC | 0 | - | 0 | 0 | 0 | 0 | 0 | 0 |  |  | 0 | 0
9.1.4 | External face-lifting including structural strengthening to walls and RCC structures of TYPE-I, TYPE-II, & D-TYPE quarters: | 0 | - | 3.2332 | 2.8466 | 2.8466 | 0 | 0 | 0 |  |  | 0 | 0
9.2 | Internal colony Road at GTPS, Uran. | MERC/CAPEX/FY 2021-22/MSPGCL /25 | 2022-02-17 | 1.0974 | 1.0383 | 1.0383 | 0 | 0 | 0 |  |  | 0 | 0 | 0 | 0
9.3 | Renovation of sanitary system including Replacing sanitary and storm water drainage pipelines in colony area. | MERC/CAPEX/FY 2021-22/MSPGCL /25 | 2022-02-17 | 1.5458 | 1.5079 | 1.5079 | 0 | 0 | 0 |  |  | 0 | 0 | 0 | 0
9.4 | Renovations, refurbishment of Recreation Club Building in colony at GTPS Uran | MERC/CAPEX/FY 2021-22/MSPGCL /25 | 2022-02-17 | 0 | 0 | 0 | 0 | 0 | 0 |  |  | 0 | 0 | 0 | 0
9.5 | Strengthening to steel structures by epoxy painting within the plant area at GTPS, Uran | MERC/CAPEX/FY 2021-22/MSPGCL /25 | 2022-02-17 | 1.5104 | 1.3038 | 1.3038 | 0 | 0 | 0 |  |  | 0 | 0 | 0 | 0
10 | Procurement of Turbine Rotor blades of all 4 stages & Compressor Rotor blades set (along with installation materials) for GT Unit no.7 at GTPS Uran | MERC/CAPEX/FY 2022-23/0162 | 2022-04-18 | 36.9 | 30.6232 | 30.6232 | 0 | 0 | 0 |  |  | 0 | 0 | 0 | 0
10.1 | Procurement of Turbine Rotor blades of all 4 stages & Compressor Rotor blades set (along with installation materials) for GT Unit no.7 at GTPS Uran | MERC/CAPEX/FY 2022-23/0162 | 2022-04-18 | 36.43 | 0.472 | 0.472 | 0 | 0 | 0 |  |  | 0 | 0 | 0 | 0
0 | IDC | MERC/CAPEX/FY 2022-23/0162 | 2022-04-18 | 0.47 | 0 | 0 | 0 | 0 | 0 |  |  | 0 | 0 | 0 | 0
HO DPR 8 | Replacement of Fire Tenders at Various Power Stations of Mahagenco | MERC/CAPEX/20172018/4653 | 2017-11-13 | 2.5 | 0 | 0 | 0 | 0 | 0 |  |  | 0 | 0 | 0 | 0
HO DPR 8.2 | Normal Multipurpose Fire Tender | MERC/CAPEX/20172018/4653 | 2017-11-13 | 2.5 | 2.1847 | 2.1847 | 0 | 0 | 0 |  |  | 0 | 0 | 0 | 0
0 | IDC | MERC/CAPEX/20172018/4653 | 2017-11-13 | 0 | 0.042562 | 0.042562 | 0 | 0 | 0 |  |  | 0 | 0 | 0 | 0
HO DPR-10 | Implementation of IB recommendations- Civil works at various TPS of Mahagenco | MERC/CAPEX/20172018/0177 | 2018-02-06 | 0.944 | 0 | 0 | 0 | 0 | 0 |  |  | 0 | 0 | 0 | 0
HO DPR 10.1 | GTPS Uran | MERC/CAPEX/20172018/0177 | 2018-02-06 | 0.944 | 0 | 0 | 0 | 0 | 0 |  |  | 0 | 0 | 0 | 0
0 | IDC | MERC/CAPEX/20172018/0177 | 2018-02-06 | 0 | 0 | 0 | 0 | 0 | 0 |  |  | 0 | 0 | 0 | 0
HO DPR 11 | Construction of new Administrative Building for Mahagenco at Vidyut Bhawan, Katol Road, Nagpur | MERC/CAPEX/2021-2022/MSPGCL/063 | 2022-02-12 | 57 | 0 | 0 | 0 | 0 | 0 |  |  | 0 | 0 | 0 | 0
HO DPR 11.1 | Construction of new Administrative Building for Mahagenco at Vidyut Bhawan, Katol Road, Nagpur | MERC/CAPEX/2021-2022/MSPGCL/063 | 2022-02-12 | 54.24 | 0 | 0 | 0 | 0 | 0 |  |  | 0 | 0
0 | IDC | MERC/CAPEX/2021-2022/MSPGCL/063 | 2022-02-12 | 2.76 | 0 | 0 | 0 | 0 | 0 |  |  | 0 | 0
HO DPR 12 | Centralized Monitoring Solution | MERC/CAPEX/MSPGCL/2023-24/0576 | 2023-11-02 | 69.309 | 0 | 0 | 0 | 0 | 0 |  |  | 0 | 0
HO DPR 12.1 | Centralized Monitoring Solution | MERC/CAPEX/MSPGCL/2023-24/0576 | 2023-11-02 | 66.009 | 0 | 3.8 | -3.8 | 0 | 0 |  |  | 0 | -3.8
0 | IDC | MERC/CAPEX/MSPGCL/2023-24/0576 | 2023-11-02 | 3.3 | 0 | 0 | 0 | 0 | 0 |  |  | 0 | 0
0 | (ii) Yet to be submitted to MERC | 0 | - | 0 | 0 | 0 | 0 | 0 | 0 |  |  | 0 | 0
1 | Procurement of GT blades & other essential GT Hot gas components | 0 | - | 0 | 0 | 0 | 0 | 0 | 0 |  |  | 0 | 0
0 | 1) Procurement of GT Stator blades of stages 1&2 | 0 | - | 0 | 17 | 17 | 0 | 0 | 0 |  |  | 0 | 0
0 | 2) Procurement of Bricks / Tiles & tile holders for GT | 0 | - | 0 | 2.5 | 2.5 | 0 | 0 | 0 |  |  | 0 | 0
0 | 3) Procurement of mixing chambers (02 Nos) | 0 | - | 0 | 8.5 | 8.5 | 0 | 0 | 0 |  |  | 0 | 0
0 | 14) Procurement of stage2 rotor blades | 0 | - | 0 | 5.7 | 5.7 | 0 | 0 | 0 |  |  | 0 | 0
2 | Procurement of all 16 stage Compressor Diaphragms | 0 | - | 0 | 36 | 36 | 0 | 0 | 0 |  |  | 0 | 0
3 | Procurement of insurance spares for GT units | 0 | - | 0 | 0 | 0 | 0 | 0 | 0 |  |  | 0 | 0
0 | 1) Procurement of Inconel plates | 0 | - | 0 | 5 | 5 | 0 | 0 | 0 |  |  | 0 | 0
0 | 2) Procurement of Inner casing washers | 0 | - | 0 | 1.5 | 1.5 | 0 | 0 | 0 |  |  | 0 | 0
0 | 3) Procurement of Upper conical section | 0 | - | 0 | 3 | 3 | 0 | 0 | 0 |  |  | 0 | 0
0 | 4) Procurement of LUWA cooler panels | 0 | - | 0 | 1.4 | 1.4 | 0 | 0 | 0 |  |  | 0 | 0
0 | 5) Procurement of Burners | 0 | - | 0 | 1 | 1 | 0 | 0 | 0 |  |  | 0 | 0
0 | 6) Procurement of K rings | 0 | - | 0 | 1 | 1 | 0 | 0 | 0 |  |  | 0 | 0
0 | 7) GT Fasteners (Mixing chamber, dome fastners) | 0 | - | 0 | 1 | 1 | 0 | 0 | 0 |  |  | 0 | 0
0 | 8) Procurement of Blow off valves | 0 | - | 0 | 0.5 | 0.5 | 0 | 0 | 0 |  |  | 0 | 0
0 | 9) Procurement of two Flame tubes for one GT unit | 0 | - | 0 | 18 | 18 | 0 | 0 | 0 |  |  | 0 | 0
4 | Procurement of various spares & retrofitting of existing systems for reliability improvement of WHRP Boilers at GTPS Uran | 0 | - | 0 | 0 | 0 | 0 | 0 | 0 |  |  | 0 | 0
0 | 1) HP BCP (4 Nos) , LP BCP (4 Nos) pump set | 0 | - | 0 | 10 | 10 | 0 | 0 | 0 |  |  | 0 | 0
0 | 2) Preheat pump set ,DM make up pump set, clean drain pump set and CEP pump set | 0 | - | 0 | 1 | 1 | 0 | 0 | 0 |  |  | 0 | 0
0 | 3) Complete Boiler (2 Nos) duct plate replacement | 0 | - | 0 | 5 | 5 | 0 | 0 | 0 |  |  | 0 | 0
0 | 4) Insulation replacement of A1 and B2 boiler. | 0 | - | 0 | 1.8 | 1.8 | 0 | 0 | 0 |  |  | 0 | 0
0 | 5) Chimeny insulation of A1,B1 and B2 boiler | 0 | - | 0 | 0.85 | 0.85 | 0 | 0 | 0 |  |  | 0 | 0
0 | 6) A1 boiler LP evaporator tube replacement work. | 0 | - | 0 | 1.7 | 1.7 | 0 | 0 | 0 |  |  | 0 | 0
0 | 7)B2 boiler HP Evaporator and HP Economiser sagged and need to be replaced | 0 | - | 0 | 1 | 1 | 0 | 0 | 0 |  |  | 0 | 0
0 | 8) B1 boiler Hp evaporator tube sagged and need to be replaced | 0 | - | 0 | 1 | 1 | 0 | 0 | 0 |  |  | 0 | 0
0 | 9) Seal Air FAN WITH MOTOR | 0 | - | 0 | 2 | 2 | 0 | 0 | 0 |  |  | 0 | 0
0 | 10) B1 and B2 Boiler BID and BYD Damper Control System Upgradation. | 0 | - | 0 | 1.25 | 1.25 | 0 | 0 | 0 |  |  | 0 | 0
5 | Supply, Erection & commissioning for GT Unit-5,6, WHRP Unit A0 Automation Up-gradation and up-gradation of 120MW A0 Unit SEE system | 0 | - | 0 | 0 | 0 | 0 | 0 | 0 |  |  | 0 | 0
0 | 1) Supply, Erection & commissioning for GT Unit-5 Automation Up-gradation at GTPS, Uran. | 0 | - | 0 | 8.75 | 8.75 | 0 | 0 | 0 |  |  | 0 | 0
0 | 2) Supply, Erection & commissioning for GT Unit-6 Automation Up-gradation at GTPS, Uran. | 0 | - | 0 | 8.75 | 8.75 | 0 | 0 | 0 |  |  | 0 | 0
0 | 3) Supply, Erection & commissioning for WHRP Unit- A0 Automation Up-gradation at GTPS, Uran. | 0 | - | 0 | 15 | 15 | 0 | 0 | 0 |  |  | 0 | 0
0 | 4) Up-gradation of 120MW A0 Unit SEE system at GTPS, Uran. | 0 | - | 0 | 2.65 | 2.65 | 0 | 0 | 0 |  |  | 0 | 0
6 | Procurement of Steam Turbine spares for A0 restoaration at GTPS, Uran. (Procurement of Stator, Rotor casing alongwith blades & Bearing.) | 0 | - | 0 | 0 | 0 | 0 | 50 | 50 |  |  | 50 | 0
7 | Procurement of various spares & retrofitting of existing systems for reliability improvement of CCPP units at GTPS Uran | 0 | - | 0 | 0 | 0 | 0 | 0 | 0 |  |  | 0 | 0
0 | 1) Modification of HT LT Radiators of 4MW DG set. | 0 | - | 0 | 1 | 1 | 0 | 0 | 0 |  |  | 0 | 0
0 | 2) MODIFIED Air FILTERS FOR GT UNITS | 0 | - | 0 | 0.7 | 0.7 | 0 | 0 | 0 |  |  | 0 | 0
0 | 3) Procurement of Oil Separator (2 Nos.) | 0 | - | 0 | 0.5 | 0.5 | 0 | 0 | 0 |  |  | 0 | 0
0 | 4) CCR and Admin HVAC system replacement work | 0 | - | 0 | 2 | 2 | 0 | 0 | 0 |  |  | 0 | 0
0 | 5) ACW pumps and Pipeline procurement and replacement | 0 | - | 0 | 1.5 | 1.5 | 0 | 0 | 0 |  |  | 0 | 0
0 | 6) Procurement and Replacement work of corroded cooling water line, Firefighting pipeline in the plant. | 0 | - | 0 | 3 | 3 | 0 | 0 | 0 |  |  | 0 | 0
0 | 7) Fixed Fire fighting installation at Gas skid near MM Section | 0 | - | 0 | 1 | 1 | 0 | 0 | 0 |  |  | 0 | 0
0 | 8) Fixed Fire fighting installation at Gas skid near Unit -5 A1 Boiler | 0 | - | 0 | 1 | 1 | 0 | 0 | 0 |  |  | 0 | 0
0 | 9) Replacment of CO2 flooding system with advance system at Unit-5,6,7,8 | 0 | - | 0 | 6 | 6 | 0 | 0 | 0 |  |  | 0 | 0
0 | 10) Stage II EOP motor | 0 | - | 0 | 0.03 | 0.03 | 0 | 0 | 0 |  |  | 0 | 0
0 | 11) Evacuation pump motor | 0 | - | 0 | 0.05 | 0.05 | 0 | 0 | 0 |  |  | 0 | 0
0 | 12) St III Boiler Hydac Pump motor | 0 | - | 0 | 0.01 | 0.01 | 0 | 0 | 0 |  |  | 0 | 0
0 | 13) LT BREAKER ST II (1600) AMP | 0 | - | 0 | 0.2 | 0.2 | 0 | 0 | 0 |  |  | 0 | 0
0 | 14) LT BREAKER ST III and WTP (3200) AMP | 0 | - | 0 | 0.4 | 0.4 | 0 | 0 | 0 |  |  | 0 | 0
0 | 15) Battery replacement | 0 | - | 0 | 0 | 0 | 0 | 0 | 0 |  |  | 0 | 0
0 | 16) Rennovation of AC plant piping | 0 | - | 0 | 0.5 | 0.5 | 0 | 0 | 0 |  |  | 0 | 0
0 | 17) Up gradation Of Old Generator Protection System with Advance Series Microprocessor based System for GT at GTPS Uran | 0 | - | 0 | 0.6 | 0.6 | 0 | 0 | 0 |  |  | 0 | 0
0 | 18) Supply, Installation and commissioning of battery chargers at Stage-II at GTPS,Uran. | 0 | - | 0 | 0.2 | 0.2 | 0 | 0 | 0 |  |  | 0 | 0
0 | 19) Procurement of on-line dissolve oxygen, pH & conductivity measurement with transmitter for boiler and steam turbine at GTPS Uran | 0 | - | 0 | 0.5 | 0.5 | 0 | 0 | 0 |  |  | 0 | 0
0 | 20) Procurement of Optical Gas Leak imaging Camera for gas leak detection at GTPS,Uran. | 0 | - | 0 | 0.4 | 0.4 | 0 | 0 | 0 |  |  | 0 | 0
0 | 21) Procurement of HP and LP bypass control valve actuator and HP bypass spray control valve actuator at GTPS uran (3 No) | 0 | - | 0 | 3.8 | 3.8 | 0 | 1.9 | 1.9 |  |  | 1.9 | 0
0 | 22) New SCADA system for WTP operation at GTPS Uran | 0 | - | 0 | 0.25 | 0.25 | 0 | 0 | 0 |  |  | 0 | 0
0 | 23) Replacement of existing field instruments of WTP ( level transmitters, level switches, pH meter with sensor, flow meters and Transmittres,conductivity meter with sensors, dissolve oxygen meter with sensors, pressure gauges, pneumatic valves with feedback) at GTPS Uran | 0 | - | 0 | 0.75 | 0.75 | 0 | 0 | 0 |  |  | 0 | 0
8 | DPR-1 DPR for Condenser Vacuum imrovement by procurement and erection/Upgradation of ACC pannels of A0 Unit | 0 | - | 0 | 0 | 0 | 0 | 0 | 0 |  |  | 0 | 0
9 | Supply and erection of ACC Pannels/ Upgradation (A0 ACC Pannels) | 0 | - | 0 | 0 | 0 | 0 | 40 | 40 |  |  | 40 | 0
10 | DPR for Replacement of HP and LP cycle valves of Boilers. | 0 | - | 0 | 0 | 0 | 0 | 0 | 0 |  |  | 0 | 0
0 | Supply of all valves of Boiler HP feed station valves, overflow valves, MIV valve, shutoff valve (A1,A2,B1,B2 Boilers) | 0 | - | 0 | 14 | 14 | 0 | 0 | 0 |  |  | 0 | 0
0 | Supply all valves of Boiler LP feed station valves, Overflow valves, MIV valve, shutoff valve (A1,A2,B1,B2 Boilers) | 0 | - | 0 | 12 | 12 | 0 | 0 | 0 |  |  | 0 | 0
11 | DPR for Turbine section upgrade of GT unit 5 | 0 | - | 0 | 0 | 0 | 0 | 0 | 0 |  |  | 0 | 0
0 | Supply of Turbine rotor blades 3 & 4 and Turbine stator blades 3 & 4 along with installation material (TSU) GT 5 | 0 | - | 0 | 75 | 75 | 0 | 0 | 0 |  |  | 0 | 0
12 | DPR for Replacement of Various pumps of A0 & B0 block and HP LP drum, HP LP BCP allied valves of boiler | 0 | - | 0 | 0 | 0 | 0 | 0 | 0 |  |  | 0 | 0
0 | Supply of various pumps (HP BCP , LP BCP, HP and LP Feed water pumps, preheater, evacuation pumps, CEP pumps etc Pumps (A0 and B0 Block) | 0 | - | 0 | 19.12 | 19.12 | 0 | 0 | 0 |  |  | 0 | 0
0 | Supply of HP & LP Drum and superheater safety valve, drain station valves (A1,A2,B1,B2 Boilers) | 0 | - | 0 | 5 | 5 | 0 | 0 | 0 |  |  | 0 | 0
0 | Supply of HP & LP BCP suction valves, discharge valves , NRV (A1,A2,B1,B2 Boilers) | 0 | - | 0 | 5 | 5 | 0 | 0 | 0 |  |  | 0 | 0
13 | DPR for Life extension of B0 block by replacement of LP evaporator header and tubes, boiler duct plate, B0 steam turbine free standing blades and bearing | 0 | - | 0 | 0 | 0 | 0 | 0 | 0 |  |  | 0 | 0
0 | Supply and eretion of LP Evaporator header and Tubes (B1Boiler) | 0 | - | 0 | 20 | 20 | 0 | 0 | 0 |  |  | 0 | 0
0 | Supply of boiler duct plate (B1,B2 Boiler) | 0 | - | 0 | 10 | 10 | 0 | 0 | 0 |  |  | 0 | 0
0 | Supply of Steam turbine free standing blades (B0 steam turbine) | 0 | - | 0 | 5 | 5 | 0 | 0 | 0 |  |  | 0 | 0
0 | Supply of Steam turbine Journal cum Thrust bearing (A0 Steam Turbine) | 0 | - | 0 | 5 | 5 | 0 | 0 | 0 |  |  | 0 | 0
14 | DPR for Life extension of GT Units by replacement of GT Gas ESV , Control valves and GT transmitter unit (barring gear assembly), Hand barring assembly. | 0 | - | 0 | 0 | 0 | 0 | 0 | 0 |  |  | 0 | 0
0 | Supply of GT Gas ESV & Control valve (GT 6,7 & 8) | 0 | - | 0 | 12 | 12 | 0 | 0 | 0 |  |  | 0 | 0
0 | Supply of GT Transmitter unit with Hand barring assembly (GT 5 & 6 Transmitter Unit and GT 5,6,7,8 Hand Barring assembly ) | 0 | - | 0 | 13 | 13 | 0 | 0 | 0 |  |  | 0 | 0
15 | DPR for procurement of Inconel 617 plate for mixing chambers and Replacement of GT exhaust bellows, honeycomb. | 0 | - | 0 | 0 | 0 | 0 | 0 | 0 |  |  | 0 | 0
0 | Supply of inconel 617 plate for mixing chambers (All GT) | 0 | - | 0 | 0 | 0 | 0 | 20 | 20 |  |  | 20 | 0
0 | Replacement of GT exhaust bellows and honeycomb. (GT7 & 8) | 0 | - | 0 | 0 | 0 | 0 | 8 | 8 |  |  | 8 | 0
16 | DPR for Turbine section upgrade of GT unit 7 | 0 | - | 0 | 0 | 0 | 0 | 0 | 0 |  |  | 0 | 0
0 | Supply of Turbine rotor blades 3 & 4 and Turbine stator blades 3 & 4 along with installation material (TSU) GT 7 | 0 | - | 0 | 75 | 75 | 0 | 0 | 0 |  |  | 0 | 0
17 | DPR for Supply and erection of new air compressor system with screw type compressor, HVAC system with Screw type Compressor and Stg II and Stg III DG set at GTPS Uran | 0 | - | 0 | 0 | 0 | 0 | 0 | 0 |  |  | 0 | 0
0 | Supply and erection of new Air compressor system with Screw type Compressor (Service & instrument air compressors) | 0 | - | 0 | 14 | 14 | 0 | 0 | 0 |  |  | 0 | 0
0 | Supply and erection of new HVAC system with Screw type Compressor | 0 | - | 0 | 13 | 13 | 0 | 0 | 0 |  |  | 0 | 0
0 | Supply & Errection of Stage II and Stage III DG set | 0 | - | 0 | 5 | 5 | 0 | 0 | 0 |  |  | 0 | 0
18 | DPR for Life extension of GT by procurement of Mixing chambers with installation material and Procurement of GT flametube bricks & brick holders. | 0 | - | 0 | 0 | 0 | 0 | 0 | 0 |  |  | 0 | 0
0 | Supply of Mixing chambers with installation material (GT 5) | 0 | - | 0 | 0 | 0 | 0 | 20 | 20 |  |  | 20 | 0
0 | Supply of GT Flametube bricks & brick holders (All GT) | 0 | - | 0 | 0 | 0 | 0 | 6 | 6 |  |  | 6 | 0
19 | DPR for Life extension of GT by Procurement of Compressor diaphragm rings with stator blades– 1 to 16 for GT Unit 6. | 0 | - | 0 | 0 | 0 | 0 | 0 | 0 |  |  | 0 | 0
0 | Supply of Compressor diaphragm rings with stator blades– 1 to 16 (GT 6) | 0 | - | 0 | 0 | 0 | 0 | 0 | 0 |  |  | 0 | 0
20 | DPR for Procurement of Turbine stator blades 1 & 2 and Turbine rotor blades 1 & 2 along with installation material for GT unit 5. | 0 | - | 0 | 0 | 0 | 0 | 0 | 0 |  |  | 0 | 0
0 | Supply of Turbine stator blades 1 & 2 and Turbine rotor blades 1 & 2 along with installation material (GT 5) | 0 | - | 0 | 0 | 0 | 0 | 50 | 50 |  |  | 50 | 0
21 | DPR for Procurement of Various oil pumps, water pumps of GT Units and Procurement of GT blow off valves and IGV blades along with its complete operating mechanism. | 0 | - | 0 | 0 | 0 | 0 | 0 | 0 |  |  | 0 | 0
0 | Supply of all GT pumps (MOP,JOP, Boosster pump, EOP, oil vapour fan, CW pumps, Makeup pumps, colony water pumps, drinking water pumps) for all GT | 0 | - | 0 | 0 | 0 | 0 | 0 | 0 |  |  | 0 | 0
0 | Supply of GT Blow-off valves (All GT) | 0 | - | 0 | 0 | 0 | 0 | 0 | 0 |  |  | 0 | 0
0 | Supply of IGV blades along with its complete operating mechanism (GT 5,6,8) | 0 | - | 0 | 0 | 0 | 0 | 0 | 0 |  |  | 0 | 0
22 | DPR for Life extension of GT units by Procurement of inner casing & K rings with installation material. | 0 | - | 0 | 0 | 0 | 0 | 0 | 0 |  |  | 0 | 0
0 | Supply of inner casing & K ring with installation material (Inner casing for GT 8 and All GT K ring) | 0 | - | 0 | 0 | 0 | 0 | 0 | 0 |  |  | 0 | 0
23 | DPR for CCPP process improvement by Procurement and erection of Hangers and supports of Gas skid, A0 ,B0 block and supply of various size pipelines and boiler tubes for Boiler, GT | 0 | - | 0 | 0 | 0 | 0 | 0 | 0 |  |  | 0 | 0
0 | Supply and erection of Hangers and supports (Gas skid, A0 and B0 Block) | 0 | - | 0 | 0 | 0 | 0 | 0 | 0 |  |  | 0 | 0
0 | Supply of Various size high pressure pipelines and tubes for Boiler and GT & ST | 0 | - | 0 | 0 | 0 | 0 | 0 | 0 |  |  | 0 | 0
24 | DPR for Procurement of Turbine stator blades 1 & 2 and Turbine rotor blades 1 & 2 along with installation material for GT unit 7. | 0 | - | 0 | 0 | 0 | 0 | 0 | 0 |  |  | 0 | 0
0 | Supply of Turbine rotor blades 1 & 2 and Turbine stator blades 1 & 2 along with installation material (GT7) | 0 | - | 0 | 0 | 0 | 0 | 0 | 0 |  |  | 0 | 0
25 | DPR for Life extension of GT by Procurement of complete flame tube, burners and Procurement of Luwa cooler pannels. | 0 | - | 0 | 0 | 0 | 0 | 0 | 0 |  |  | 0 | 0
0 | Supply of complete Flame tubes with Burners (Flame tubes of GT 5 and Burners of GT 7 & 8) | 0 | - | 0 | 0 | 0 | 0 | 0 | 0 |  |  | 0 | 0
0 | Supply of Luwa cooler pannels (GT 5,7,8) | 0 | - | 0 | 0 | 0 | 0 | 0 | 0 |  |  | 0 | 0
26 | DPR for Life extension of GT units by Procurement of Compressor rotor blades stage 1 - 16 for GT unit 5 & 7. | 0 | - | 0 | 0 | 0 | 0 | 0 | 0 |  |  | 0 | 0
0 | Supply of Compressor Rotor blades 1 to 16th (GT 5, 7) | 0 | - | 0 | 0 | 0 | 0 | 0 | 0 |  |  | 0 | 0
27 | DPR for Life extension of GT units by Procurement of Complete GT fasteners set and Procurement of mixing chambers with installation material for GT6. | 0 | - | 0 | 0 | 0 | 0 | 0 | 0 |  |  | 0 | 0
0 | Procurement of Complete GT Fasteners set | 0 | - | 0 | 0 | 0 | 0 | 0 | 0 |  |  | 0 | 0
0 | Supply of Mixing chambers with installation material (GT 6 ) | 0 | - | 0 | 0 | 0 | 0 | 0 | 0 |  |  | 0 | 0
28 | Reliability Improvement Schemes for Gas Turbine Power Stations, Uran. | 0 | - | 0 | 0 | 0 | 0 | 0 | 0 |  |  | 0 | 0
0 | Supply, installation & commissioning work of 17.5 KV, 7860 Amp and 60 Amp Stage 2 Generator Busbar at Gas Turbine Power Station,Uran. | 0 | - | 0 | 0 | 0 | 0 | 0 | 0 |  |  | 0 | 0
0 | Upgradation of GT-5 and GT-6 SFC and SEE system. | 0 | - | 0 | 14 | 14 | 0 | 0 | 0 |  |  | 0 | 0
0 | Upgradation of Gas Turbine Generator and Transformer protection system (2 No) | 0 | - | 0 | 2 | 2 | 0 | 0 | 0 |  |  | 0 | 0
29 | Schemes for improvement of auxiliary availability for effecient performance during running of 108 MW Stage II & 120 MW Stage III units at GTPS, Uran. | 0 | - | 0 | 0 | 0 | 0 | 0 | 0 |  |  | 0 | 0
0 | Procurement of 108 MW Stage II GT units generator rotor at GTPS, Uran. | 0 | - | 0 | 0 | 0 | 0 | 30 | 30 |  |  | 30 | 0
0 | Procurement of 1 MVA Unit Auxiliary Transformer, 570 KVA Excitation Transformer and 2 MVA Frequency Converter Transformer of Stage II GT Unit at GTPS, Uran. | 0 | - | 0 | 0 | 0 | 0 | 1.2 | 1.2 |  |  | 1.2 | 0
0 | Upgradation of Stage -II & III Battery Chargers. | 0 | - | 0 | 2.75 | 2.75 | 0 | 0 | 0 |  |  | 0 | 0
0 | (a) Upgradation of 4 MW DG set control system. | 0 | - | 0 | 1 | 1 | 0 | 0 | 0 |  |  | 0 | 0
30 | Procurment of insurance spare for reliability improvement at GTPS Uran | 0 | - | 0 | 0 | 0 | 0 | 0 | 0 |  |  | 0 | 0
0 | Procurement of 120 MW Stage III WHRP unit generator rotor at GTPS, Uran. | 0 | - | 0 | 0 | 0 | 0 | 40 | 40 |  |  | 40 | 0
31 | AI Based Comprehensive Infrasecure Project | 0 | - | 0 | 0 | 0 | 0 | 0 | 0 |  |  | 0 | 0
0 | AI Based Comprehensive Infrasecure Project | 0 | - | 0 | 0 | 18.6835 | -18.6835 | 0 | 0 |  |  | 0 | -18.6835
32 | A0 RESTORATION | 0 | - | 0 | 0 | 42.482 | -42.482 | 0 | 0 |  |  | 0 | -42.482
0 | A0 RESTORATION | 0 | - | 0 | 0 | 0 | 0 | 0 | 0 |  |  | 0 | 0
0 | 0 | 0 | - | 0 | 0 | 0 | 0 | 0 | 0 |  |  | 0 | 0
0 | B) Non-DPR Schemes | 0 | - | 0 | 0 | 0 | 0 | 0 | 0 |  |  | 0 | 0
1 | CHAIR REGULAR ERGONOMICS STANDARD(4370002018)/QTY60 | N.A. | - | 0 | 0.033294 | 0.033294 | 0 | 0 | 0 |  |  | 0 | 0
2 | 2 PANEL WOODEN SIDE TABLE 2 X 4 FT(4370002023)/QTY 20 | N.A. | - | 0 | 0.034646 | 0.034646 | 0 | 0 | 0 |  |  | 0 | 0
3 | EXECUTIVE REV CHAIR(4370002025)/QTY 19 | N.A. | - | 0 | 0.0079152 | 0.0079152 | 0 | 0 | 0 |  |  | 0 | 0
4 | INDUSTRIAL CABINET WITH 4 LOCKERS(4370002025)/QTY 19 | N.A. | - | 0 | 0.028267 | 0.028267 | 0 | 0 | 0 |  |  | 0 | 0
5 | INDUSTRIAL CABINET WITH 4 LOCKERS(4370002037)/QTY 6 | N.A. | - | 0 | 0.01116 | 0.01116 | 0 | 0 | 0 |  |  | 0 | 0
6 | CHAIR REGULAR (4370002039)/QTY 51 | N.A. | - | 0 | 0.037587 | 0.037587 | 0 | 0 | 0 |  |  | 0 | 0
7 | 3 BURNER GAS STOVE IRON PAN SUPPORT(4370002320)/QTY 1 | N.A. | - | 0 | 0.00199 | 0.00199 | 0 | 0 | 0 |  |  | 0 | 0
8 | 3 BURNER GAS STOVE IRON PAN SUPPORT(4370002319)/QTY 1 | N.A. | - | 0 | 0.0007795 | 0.0007795 | 0 | 0 | 0 |  |  | 0 | 0
9 | Samsung LCD TV(2 nos, 26" in Rest House)/QTY 2 | N.A. | - | 0 | 0.019555 | 0.019555 | 0 | 0 | 0 |  |  | 0 | 0
10 | Mobile Purchase for CE GTPS/QTY 1 | N.A. | - | 0 | 0.001599 | 0.001599 | 0 | 0 | 0 |  |  | 0 | 0
11 | Walkie Talkie NO.7/QTY 7 | N.A. | - | 0 | 0.011357 | 0.011357 | 0 | 0 | 0 |  |  | 0 | 0
12 | Electronic Appliances to rest houseGTPS 4370002069/QTY 1 | N.A. | - | 0 | 0.0042198 | 0.0042198 | 0 | 0 | 0 |  |  | 0 | 0
13 | Electronic Appliances to rest house(4370002070)/QTY 1 | N.A. | - | 0 | 0.0029609 | 0.0029609 | 0 | 0 | 0 |  |  | 0 | 0
14 | COLOR LASER JET PRINTER4370002282/QTY 2 | N.A. | - | 0 | 0.00473 | 0.00473 | 0 | 0 | 0 |  |  | 0 | 0
15 | LASER LASERJET PRINTER FOR A4 PAPER(4370002057)/QTY 5 | N.A. | - | 0 | 0.003516 | 0.003516 | 0 | 0 | 0 |  |  | 0 | 0
16 | Split Air Conditioner(4370002046)GUEST HOUSE/QTY 11 | N.A. | - | 0 | 0.057773 | 0.057773 | 0 | 0 | 0 |  |  | 0 | 0
17 | LASER ALL IN ONE A4 LASER PRINTER (4370002321) POG/QTY 12 | N.A. | - | 0 | 0.0222 | 0.0222 | 0 | 0 | 0 |  |  | 0 | 0
18 | COOLER WATER THERMOSTAT 40 F-45 F TYU-5(4370002318/QTY 4 | N.A. | - | 0 | 0.0047956 | 0.0047956 | 0 | 0 | 0 |  |  | 0 | 0
19 | UV WATER PURIFIER FILTER4370002059/QTY 4 | N.A. | - | 0 | 0.031558 | 0.031558 | 0 | 0 | 0 |  |  | 0 | 0
20 | ext. of compound wall around of GTPS Uran. | N.A. | - | 0 | 0.13699 | 0.13699 | 0 | 0 | 0 |  |  | 0 | 0
21 | Supply Installation & commissioning of 11TR Water cooled air conditioning package at GT Unit # 5 & 6 LCRs /14 QTY | N.A. | - | 0 | 0.30988 | 0.30988 | 0 | 0 | 0 |  |  | 0 | 0
22 | Procurment of new Ambulance Van MH-46-BM-2746/QTY 1 | N.A. | - | 0 | 0.10754 | 0.10754 | 0 | 0 | 0 |  |  | 0 | 0
23 | DG SET ASSY KIRLOSKAR 6SL8800TA-250(4370002473)/QTY 1 | N.A. | - | 0 | 0.0477 | 0.0477 | 0 | 0 | 0 |  |  | 0 | 0
24 | 3 seater sofa set(4370002496)/QTY 2 | N.A. | - | 0 | 0.005243 | 0.005243 | 0 | 0 | 0 |  |  | 0 | 0
25 | WET AND DRY VACUUM CLEANER(4370002509)/QTY 2 | N.A. | - | 0 | 0.0046 | 0.0046 | 0 | 0 | 0 |  |  | 0 | 0
26 | Revolving Chair(4370002467)/QTY 24 | N.A. | - | 0 | 0.018348 | 0.018348 | 0 | 0 | 0 |  |  | 0 | 0
27 | Regular Chair(4370002466)/QTY 10 | N.A. | - | 0 | 0.00801 | 0.00801 | 0 | 0 | 0 |  |  | 0 | 0
28 | Scrubber Dryers(4370002495)/QTY 2 | N.A. | - | 0 | 0.0258 | 0.0258 | 0 | 0 | 0 |  |  | 0 | 0
29 | MICROWAVE OVEN CAPACITY 32 LITERS(4370002510)/QTY 1 | N.A. | - | 0 | 0.002403 | 0.002403 | 0 | 0 | 0 |  |  | 0 | 0
30 | One Seater Sofa(4370002497)/QTY 4 | N.A. | - | 0 | 0.006302 | 0.006302 | 0 | 0 | 0 |  |  | 0 | 0
31 | S-Type Chairs(4370002460)/QTY 61 | N.A. | - | 0 | 0.035685 | 0.035685 | 0 | 0 | 0 |  |  | 0 | 0
32 | INDUSTRIAL CABINET WITH 4 LOCKERS(4370002464)/QTY 19 | N.A. | - | 0 | 0.037031 | 0.037031 | 0 | 0 | 0 |  |  | 0 | 0
33 | STEEL CABINET WITH 18 LOCKER(4370002461)/QTY 14 | N.A. | - | 0 | 0.020181 | 0.020181 | 0 | 0 | 0 |  |  | 0 | 0
34 | STEEL CABINET WITH 06 LOCKER(4370002462)/QTY 21 | N.A. | - | 0 | 0.033495 | 0.033495 | 0 | 0 | 0 |  |  | 0 | 0
35 | File Cabinet(4370002463)/QTY 22 | N.A. | - | 0 | 0.040566 | 0.040566 | 0 | 0 | 0 |  |  | 0 | 0
36 | Midback Chair(4370002456)/QTY 30 | N.A. | - | 0 | 0.017514 | 0.017514 | 0 | 0 | 0 |  |  | 0 | 0
37 | S-Type(backrest made of mesh)Chair(4370002465)/QTY 20 | N.A. | - | 0 | 0.01142 | 0.01142 | 0 | 0 | 0 |  |  | 0 | 0
38 | L Type Exe. Table(4370002471)/QTY 4 | N.A. | - | 0 | 0.024892 | 0.024892 | 0 | 0 | 0 |  |  | 0 | 0
39 | Godrej interio T-104 Table(4370002472)/QTY 18 | N.A. | - | 0 | 0.042228 | 0.042228 | 0 | 0 | 0 |  |  | 0 | 0
40 | Provi & fix garden benc.@GTPS Colony.(4370002503)./QTY 35 | N.A. | - | 0 | 0.032214 | 0.032214 | 0 | 0 | 0 |  |  | 0 | 0
41 | Supply of heavy pedestal type (4370002601)/QTY 20 | N.A. | - | 0 | 0.02626 | 0.02626 | 0 | 0 | 0 |  |  | 0 | 0
42 | 2 TON CAPACITY SPLIT AC(4370002498)/QTY 8 | N.A. | - | 0 | 0.03359 | 0.03359 | 0 | 0 | 0 |  |  | 0 | 0
43 | Procurement of 16 Channel DVR at GTPS.(4370002575)/QTY 1 | N.A. | - | 0 | 0.00104 | 0.00104 | 0 | 0 | 0 |  |  | 0 | 0
44 | Procurement of Server at GTPS Uran.(4385000212)/QTY 1 | N.A. | - | 0 | 0.054766 | 0.054766 | 0 | 0 | 0 |  |  | 0 | 0
45 | CCTV Cameras and DVR at GTPS URAN (4370002677)/QTY 13 | N.A. | - | 0 | 0.0036888 | 0.0036888 | 0 | 0 | 0 |  |  | 0 | 0
46 | 3 KW Geysers (Water Heaters) (4370002733)/QTY 18 | N.A. | - | 0 | 0.00576 | 0.00576 | 0 | 0 | 0 |  |  | 0 | 0
47 | WALL MOUNTED/Matress etc .Guest house FAN 24" 230V 1440RPM(4370002713)/QTY 39 | N.A. | - | 0 | 0.011658 | 0.011658 | 0 | 0 | 0 |  |  | 0 | 0
48 | COMPLETE PROJECTOR WITH STD ACCE.(4370002703)/QTY 1 | N.A. | - | 0 | 0.0061642 | 0.0061642 | 0 | 0 | 0 |  |  | 0 | 0
49 | NAS Storage device (4370002674)/QTY 1 | N.A. | - | 0 | 0.0225 | 0.0225 | 0 | 0 | 0 |  |  | 0 | 0
50 | DYNAMIC MIC,ACCESSORIES (4370002728)/QTY 5 | N.A. | - | 0 | 0.00247 | 0.00247 | 0 | 0 | 0 |  |  | 0 | 0
51 | DESKTOP (4370002709)/QTY 10 | N.A. | - | 0 | 0.056867 | 0.056867 | 0 | 0 | 0 |  |  | 0 | 0
52 | Procurement of Computer Monitor at GTPS.4370002812/QTY 15 | N.A. | - | 0 | 0.0213 | 0.0213 | 0 | 0 | 0 |  |  | 0 | 0
53 | Procurement of Air Purifiers in PCR’s4370002804/Qty 40 | N.A. | - | 0 | 0.007 | 0.007 | 0 | 0 | 0 |  |  | 0 | 0
54 | iPad & Laptop As Per Specification 4385000561/QTY 2 | N.A. | - | 0 | 0.019458 | 0.019458 | 0 | 0 | 0 |  |  | 0 | 0
55 | Projector Screen SZIE 8 X 10 FEET(4370002710)/QTY 1 | N.A. | - | 0 | 0.0010398 | 0.0010398 | 0 | 0 | 0 |  |  | 0 | 0
56 | Supply, Installation and commissioning of SCADA System for Raw and DM water plant at Water Treatment Plant, GTPS, Uran. | 0 | - | 0 | 0.9263 | 0.9263 | 0 | 0 | 0 |  |  | 0 | 0
57 | Supply, Installation and commissioning of Battery chargers at stage II at GTPS Uran | 0 | - | 0 | 0.69004 | 0.69004 | 0 | 0 | 0 |  |  | 0 | 0
58 | Up gradation of old Generator Protection System with Advance Series Microprocessor based system, GTPS Uarn | 0 | - | 0 | 1.093 | 1.093 | 0 | 0 | 0 |  |  | 0 | 0
59 | NABL laboratory set up including required instruments along with furniture and other accessories at WT Plant, GTPS, Uran. | 0 | - | 0 | 0.64239 | 0.64239 | 0 | 0 | 0 |  |  | 0 | 0
60 | Providing and applying of chemical resistance coating to the internal surface of soft water storage tank at Water Treatment Plant, GTPS Uran | 0 | - | 0 | 1.4408 | 1.4408 | 0 | 0 | 0 |  |  | 0 | 0
61 | CCPP Process improvement through application of Thermal insulation for WHRP Boiler/GT exhaust area at GTPS, Uran | 0 | - | 0 | 0.85669 | 0.85669 | 0 | 0 | 0 |  |  | 0 | 0
62 | Procurement of grass cutting machine (Petrol engine) at GTPS, Uran. | 0 | - | 0 | 0.011328 | 0.011328 | 0 | 0 | 0 |  |  | 0 | 0
63 | Procurement of dedicated server for DSM System at GTPS Uran. | 0 | - | 0 | 0.0934 | 0.0934 | 0 | 0 | 0 |  |  | 0 | 0
64 | Procurement of Water Purifier | 0 | - | 0 | 0.000803 | 0.000803 | 0 | 0 | 0 |  |  | 0 | 0
65 | Procurement of 1.5T SPLIT AC | 0 | - | 0 | 0.0282 | 0.0282 | 0 | 0 | 0 |  |  | 0 | 0
66 | MOBILE PHONE FOR SHIFT I/C | 0 | - | 0 | 0.0013999 | 0.0013999 | 0 | 0 | 0 |  |  | 0 | 0
67 | MOBILE PHONE FOR SHIFT I/C | 0 | - | 0 | 0.0013499 | 0.0013499 | 0 | 0 | 0 |  |  | 0 | 0
68 | MOBILE PHONE FOR SHIFT I/C | 0 | - | 0 | 0.0013499 | 0.0013499 | 0 | 0 | 0 |  |  | 0 | 0
69 | Procurement of CCTV camera | 0 | - | 0 | 0.0051684 | 0.0051684 | 0 | 0 | 0 |  |  | 0 | 0
70 | Procurement of Desktop PC’s at GTPS URAN. | 0 | - | 0 | 0.084569 | 0.084569 | 0 | 0 | 0 |  |  | 0 | 0
71 | Procurement of 4 channel DVR & 4 cctv camera | 0 | - | 0 | 0.00147 | 0.00147 | 0 | 0 | 0 |  |  | 0 | 0
72 | Procurement of 8 channel mini DVR | 0 | - | 0 | 0.0012492 | 0.0012492 | 0 | 0 | 0 |  |  | 0 | 0
73 | Procurement of MOBILE PHONE | 0 | - | 0 | 0.0015 | 0.0015 | 0 | 0 | 0 |  |  | 0 | 0
74 | Procurement of Monitors at GTPS URAN. | 0 | - | 0 | 0.00101 | 0.00101 | 0 | 0 | 0 |  |  | 0 | 0
75 | Supply of Thinclients on Buyback for Uran GTPS | 0 | - | 0 | 0.12118 | 0.12118 | 0 | 0 | 0 |  |  | 0 | 0
76 | FY23-24 | 0 | - | 0 | 0 | 0 | 0 | 0 | 0 |  |  | 0 | 0
77 | PORT FIRE EXT ABC COMP EN3 AFFF - COMPOSITE CAPACITY 9 LTR 9KG | 0 | - | 0 | 3.3915 | 3.3915 | 0 | 0 | 0 |  |  | 0 | 0
78 | Procurement of Thermal Imaging Camera for Condition Monitoring of machine at GTPS,Uran. | 0 | - | 0 | 0.035046 | 0.035046 | 0 | 0 | 0 |  |  | 0 | 0
79 | DIGITAL ULTRASONIC FLOW METER | 0 | - | 0 | 0.016768 | 0.016768 | 0 | 0 | 0 |  |  | 0 | 0
80 | MEASURING &DISPLAYING HANDHELD INST | 0 | - | 0 | 0.0085314 | 0.0085314 | 0 | 0 | 0 |  |  | 0 | 0
81 | Approval for procuring Thickness measurment gauge,Portable flow meter and Vibration meter for GTPS, Uran | 0 | - | 0 | 0.00924 | 0.00924 | 0 | 0 | 0 |  |  | 0 | 0
82 | Supply, installation and commissioning of 1.5 ton Window Air Conditioner and 1.5 Ton Split Air conditioners with inverter technology at GTPS Uran. | 0 | - | 0 | 0.013586 | 0.013586 | 0 | 0 | 0 |  |  | 0 | 0
83 | Procurement of monitors at GTPS Uran | 0 | - | 0 | 0.0144 | 0.0144 | 0 | 0 | 0 |  |  | 0 | 0
84 | Procurement of Desktop PC’s and Laptop at GTPS Uran | 0 | - | 0 | 0.005499 | 0.005499 | 0 | 0 | 0 |  |  | 0 | 0
85 | SUPPLY & INSTALLATION OF VC SETUP AND INTERACTIVE DISPLAY FOR GTPS URAN | 0 | - | 0 | 0.030763 | 0.030763 | 0 | 0 | 0 |  |  | 0 | 0
86 | Supply, installation and commissioning of water purifiers and water purifier cum cooler at GTPS Uran. | 0 | - | 0 | 0.00285 | 0.00285 | 0 | 0 | 0 |  |  | 0 | 0
87 | Urgent procurement and installation of UV Water Purifier cum cooler at GTPS, Uran on confirmatory basis. | 0 | - | 0 | 0.008378 | 0.008378 | 0 | 0 | 0 |  |  | 0 | 0
88 | Supply, installation and commissioning of RO+UV+UF Storage Type Water Purifiers at GTPS,Uran. | 0 | - | 0 | 0.012951 | 0.012951 | 0 | 0 | 0 |  |  | 0 | 0
89 | Procurement of Hot air oven for general laboratory at Water Treatment Plant, GTPS,Uran | 0 | - | 0 | 0.001475 | 0.001475 | 0 | 0 | 0 |  |  | 0 | 0
90 | Supply of Plastic Chair and Dinning table at Guest House & new dormitory of GTPS Uran. | 0 | - | 0 | 0.0061545 | 0.0061545 | 0 | 0 | 0 |  |  | 0 | 0
91 | Procurement of Desktop PC’s and Laptop at GTPS Uran | 0 | - | 0 | 0.0088 | 0.0088 | 0 | 0 | 0 |  |  | 0 | 0
92 | COLOR LASER JET PRINTERADMIN BUILDING | 0 | - | 0 | 0.006379 | 0.006379 | 0 | 0 | 0 |  |  | 0 | 0
93 | DEEP FREEZER CAP 205 LITERSGuest House | 0 | - | 0 | 0.004248 | 0.004248 | 0 | 0 | 0 |  |  | 0 | 0
94 | CCTV, DVR , CCTV CableGuest HO&Club HO | 0 | - | 0 | 0.011741 | 0.011741 | 0 | 0 | 0 |  |  | 0 | 0
95 | Supply installation, commissioning and testing of 220 V, 800 Ah Ni-Cadmium/ 220 V, 965 Ah Plante Type battery sets for Stage III WHRP 120 MW A0 & B0 Units at Gas Turbine Power Station, Uran. | 0 | - | 0 | 3.628 | 3.628 | 0 | 0 | 0 |  |  | 0 | 0
96 | Supply, installation and commissioning of Actuators for HP bypass, LP bypass and HP bypass injection spray control valve at GTPS, Uran. | 0 | - | 0 | 3.6969 | 3.6969 | 0 | 0 | 0 |  |  | 0 | 0
97 | Procurement of rotating blades of 29th, 30th and 31st stage (along with installation materials) for 120MW KWU Steam Turbine B-0 at GTPS, Uran | 0 | - | 0 | 4.1155 | 4.1155 | 0 | 0 | 0 |  |  | 0 | 0
| Total |  |  |  | 719.1001 | 775.5456 | -56.4455 | 267.1 | 267.1 | 0 | 0 | 267.1 | -56.4455
FY 2028-29
a) DPR Schemes
(i) Submitted to MERC
1 | Up gradation of Gas Turbine Automation system, SFC and Excitation system | MERC/CAPEX/20122013/02285 | 2013-01-09 | 23.31 | 0 | 0 | 0 | 0 | 0 |  |  | 0 | 0 | 0 | 0
1.1 | Up-gradation of GT Automation System (Automation System PPA T3000) for Unit - 8 Stage-II | MERC/CAPEX/20122013/02285 | 2013-01-09 | 12.4 | 11.25 | 11.25 | 0 | 0 | 0 |  |  | 0 | 0 | 0 | 0
1.2 | Up-Gradation of Starting Frequency Converter & Static Excitation Equipment for GT-7 & GT-8 of Stage-II | MERC/CAPEX/20122013/02285 | 2013-01-09 | 10.91 | 9.87 | 9.87 | 0 | 0 | 0 |  |  | 0 | 0 | 0 | 0
2 | Procurement of Turbine 1st & 2nd stage blades for Gas Turbine U#6 | MERC/TECH 1/CAPEX/20142015/00087 | 2014-04-10 | 17.21 | 0 | 0 | 0 | 0 | 0 |  |  | 0 | 0 | 0 | 0
2.1 | Procurement of Turbine 1st & 2nd stage blades for Gas Turbine U#6 | MERC/TECH 1/CAPEX/20142015/00087 | 2014-04-10 | 17.21 | 17.5525 | 17.5525 | 0 | 0 | 0 |  |  | 0 | 0 | 0 | 0
3 | A0/B0 WHRP Unit Automation at GTPS Uran | MERC/CAPEX/20172018/4321 | 2017-10-11 | 24.6 | 0 | 0 | 0 | 0 | 0 |  |  | 0 | 0 | 0 | 0
3.1 | Supply of Siemens automation system and operation, monitoring and information system (SPPA-T3000 DCS) along with all necessary accessories for up-gradation and 10% mandatory spares. | MERC/CAPEX/20172018/4321 | 2017-10-11 | 20.39 | 17.0437 | 8.5237 | 8.52 | 0 | 0 |  |  | 0 | 8.52 | 0 | 0
3.2 | Service price for design, engineering, testing, erection, supervision, commissioning and training. | MERC/CAPEX/20172018/4321 | 2017-10-11 | 3.57 | 0.75469 | 0.75469 | 0 | 0 | 0 |  |  | 0 | 0 | 0 | 0
0 | IDC | MERC/CAPEX/20172018/4321 | 2017-10-11 | 0.64 | 1.1987 | 1.1987 | 0 | 0 | 0 |  |  | 0 | 0 | 0 | 0
4 | Renovation of Gas Turbine Air Intake System (Filter house for two units) at GTPS Uran | MERC/CAPEX/20172018/4645 | 2017-11-10 | 17 | 20.06 | 20.06 | 0 | 0 | 0 |  |  | 0 | 0 | 0 | 0
4.1 | SUPPLY & Work COST for 2 GT Units. | MERC/CAPEX/20172018/4645 | 2017-11-10 | 17 | 0 | 0 | 0 | 0 | 0 |  |  | 0 | 0 | 0 | 0
0 | 0 | 0 | - | 0 | 0 | 0 | 0 | 0 | 0 |  |  | 0 | 0 | 0 | 0
5 | Procurement of compressor rotor blades and tie rod with front hollow shaft for GT Unit No. 8 at GTPS Uran | MERC/CAPEX/20172018/0151 | 2018-01-31 | 19.197 | 0 | 0 | 0 | 0 | 0 |  |  | 0 | 0 | 0 | 0
5.1 | Procurement of GT-8 Compressor rotor blades (complete set) | MERC/CAPEX/20172018/0151 | 2018-01-31 | 9.04 | 7.6515 | 7.6515 | 0 | 0 | 0 |  |  | 0 | 0 | 0 | 0
5.2 | Procurement of GT-8 Tie rod & front hollow shaft along with installation materials | MERC/CAPEX/20172018/0151 | 2018-01-31 | 9.806 | 9.0831 | 9.0831 | 0 | 0 | 0 |  |  | 0 | 0 | 0 | 0
0 | IDC | MERC/CAPEX/20172018/0151 | 2018-01-31 | 0.351 | 2.1674 | 2.1674 | 0 | 0 | 0 |  |  | 0 | 0 | 0 | 0
6 | Upgradation of Automation Systems of GT-7 & Static Excitation Equipment of B0 Unit at GTPS Uran | MERC/CAPEX/2019-2020/422 | 2019-07-29 | 22.57 | 8.8972 | 8.8972 | 0 | 0 | 0 |  |  | 0 | 0 | 0 | 0
6.1 | Up-gradation of GT Automation System for Unit – 7 (Stage – II) | MERC/CAPEX/2019-2020/422 | 2019-07-29 | 15.62 | 0 | 0 | 0 | 0 | 0 |  |  | 0 | 0 | 0 | 0
6.2 | Up-gradation of B0 Static Excitation System for Stage – III | MERC/CAPEX/2019-2020/422 | 2019-07-29 | 6.43 | 2.7959 | 2.7959 | 0 | 0 | 0 |  |  | 0 | 0 | 0 | 0
0 | IDC | MERC/CAPEX/2019-2020/422 | 2019-07-29 | 0.52 | 0 | 0 | 0 | 0 | 0 |  |  | 0 | 0 | 0 | 0
7 | Procurement of MOH Spares & Insurance Spares for Unit-8 at GTPS Uran | MERC/CAPEX/2019-2020/121 | 2020-02-04 | 36.1381 | 1.5551 | 1.5551 | 0 | 0 | 0 |  |  | 0 | 0 | 0 | 0
7.1 | GT Unit no.8 Major Over Haul (MOH) Spares | MERC/CAPEX/2019-2020/121 | 2020-02-04 | 22.1782 | 18.9731 | 18.9731 | 0 | 0 | 0 |  |  | 0 | 0 | 0 | 0
7.2 | GT Unit no.8 Insurance Spares | MERC/CAPEX/2019-2020/121 | 2020-02-04 | 13.9599 | 2.8427 | 2.8427 | 0 | 0 | 0 |  |  | 0 | 0 | 0 | 0
0 | IDC | MERC/CAPEX/2019-2020/121 | 2020-02-04 | 0 | 0 | 0 | 0 | 0 | 0 |  |  | 0 | 0 | 0 | 0
8 | Implementation of Energy Saving Scheme with VFD for HP Feed Water Pump (HPFWP) and Condensate Extraction Pumps (CEP) for Stage-III at GTPS, Uran | MERC/CAPEX/2020-21/WFH/SBR/1 | 2020-04-21 | 11.206 | 11.1734 | 11.1734 | 0 | 0 | 0 |  |  | 0 | 0 | 0 | 0
8.1 | Implementation of VFD with Bypass system for HP Feed Water Pumps (HPFWP) and Condensate Extraction Pumps (CEP) for St-III at GTPS, Uran.(Supply + Works) | MERC/CAPEX/2020-21/WFH/SBR/1 | 2020-04-21 | 10.856 | 0.35 | 0.35 | 0 | 0 | 0 |  |  | 0 | 0 | 0 | 0
0 | IDC | MERC/CAPEX/2020-21/WFH/SBR/1 | 2020-04-21 | 0.35 | 0 | 0 | 0 | 0 | 0 |  |  | 0 | 0 | 0 | 0
9 | Plant Civil Works & Renovation of Colony Civil Works at GTPS Uran | MERC/CAPEX/FY 2021-22/MSPGCL /25 | 2022-02-17 | 19.2812 | 0 | 0 | 0 | 0 | 0 |  |  | 0 | 0 | 0 | 0
9.1 | Renovations, refurbishment of Residential colony at GTPS, Uran. | MERC/CAPEX/FY 2021-22/MSPGCL /25 | 2022-02-17 | 7.5638 | 0 | 0 | 0 | 0 | 0 |  |  | 0 | 0 | 0 | 0
9.1.1 | Providing weather shed over the parpet at Type-I, Type-II, Type-D, Type- III & Type-IV quarters at GTPS , Uran. | 0 | - | 1.4278 | 1.41 | 1.41 | 0 | 0 | 0 |  |  | 0 | 0
0 | IDC | 0 | - | 0 | 0.031792 | 0.031792 | 0 | 0 | 0 |  |  | 0 | 0
9.1.2 | Providing vitrified flooring to Type-I, Type-II, Type-D, Type- III & E quarters at GTPS , Uran. | 0 | - | 2.0178 | 1.9088 | 1.9088 | 0 | 0 | 0 |  |  | 0 | 0
0 | IDC | 0 | - | 0 | 0 | 0 | 0 | 0 | 0 |  |  | 0 | 0
9.1.3 | Renovation/ Refurbishment including internal structural strangthing of Type-I, Type-II, Type-D, Type- III & Type- E & F quarters at GTPS , Uran. | 0 | - | 0.885 | 0.80812 | 0.80812 | 0 | 0 | 0 |  |  | 0 | 0
0 | IDC | 0 | - | 0 | 0 | 0 | 0 | 0 | 0 |  |  | 0 | 0
9.1.4 | External face-lifting including structural strengthening to walls and RCC structures of TYPE-I, TYPE-II, & D-TYPE quarters: | 0 | - | 3.2332 | 2.8466 | 2.8466 | 0 | 0 | 0 |  |  | 0 | 0
9.2 | Internal colony Road at GTPS, Uran. | MERC/CAPEX/FY 2021-22/MSPGCL /25 | 2022-02-17 | 1.0974 | 1.0383 | 1.0383 | 0 | 0 | 0 |  |  | 0 | 0 | 0 | 0
9.3 | Renovation of sanitary system including Replacing sanitary and storm water drainage pipelines in colony area. | MERC/CAPEX/FY 2021-22/MSPGCL /25 | 2022-02-17 | 1.5458 | 1.5079 | 1.5079 | 0 | 0 | 0 |  |  | 0 | 0 | 0 | 0
9.4 | Renovations, refurbishment of Recreation Club Building in colony at GTPS Uran | MERC/CAPEX/FY 2021-22/MSPGCL /25 | 2022-02-17 | 0 | 0 | 0 | 0 | 0 | 0 |  |  | 0 | 0 | 0 | 0
9.5 | Strengthening to steel structures by epoxy painting within the plant area at GTPS, Uran | MERC/CAPEX/FY 2021-22/MSPGCL /25 | 2022-02-17 | 1.5104 | 1.3038 | 1.3038 | 0 | 0 | 0 |  |  | 0 | 0 | 0 | 0
10 | Procurement of Turbine Rotor blades of all 4 stages & Compressor Rotor blades set (along with installation materials) for GT Unit no.7 at GTPS Uran | MERC/CAPEX/FY 2022-23/0162 | 2022-04-18 | 36.9 | 30.6232 | 30.6232 | 0 | 0 | 0 |  |  | 0 | 0 | 0 | 0
10.1 | Procurement of Turbine Rotor blades of all 4 stages & Compressor Rotor blades set (along with installation materials) for GT Unit no.7 at GTPS Uran | MERC/CAPEX/FY 2022-23/0162 | 2022-04-18 | 36.43 | 0.472 | 0.472 | 0 | 0 | 0 |  |  | 0 | 0 | 0 | 0
0 | IDC | MERC/CAPEX/FY 2022-23/0162 | 2022-04-18 | 0.47 | 0 | 0 | 0 | 0 | 0 |  |  | 0 | 0 | 0 | 0
HO DPR 8 | Replacement of Fire Tenders at Various Power Stations of Mahagenco | MERC/CAPEX/20172018/4653 | 2017-11-13 | 2.5 | 0 | 0 | 0 | 0 | 0 |  |  | 0 | 0 | 0 | 0
HO DPR 8.2 | Normal Multipurpose Fire Tender | MERC/CAPEX/20172018/4653 | 2017-11-13 | 2.5 | 2.1847 | 2.1847 | 0 | 0 | 0 |  |  | 0 | 0 | 0 | 0
0 | IDC | MERC/CAPEX/20172018/4653 | 2017-11-13 | 0 | 0.042562 | 0.042562 | 0 | 0 | 0 |  |  | 0 | 0 | 0 | 0
HO DPR-10 | Implementation of IB recommendations- Civil works at various TPS of Mahagenco | MERC/CAPEX/20172018/0177 | 2018-02-06 | 0.944 | 0 | 0 | 0 | 0 | 0 |  |  | 0 | 0 | 0 | 0
HO DPR 10.1 | GTPS Uran | MERC/CAPEX/20172018/0177 | 2018-02-06 | 0.944 | 0 | 0 | 0 | 0 | 0 |  |  | 0 | 0 | 0 | 0
0 | IDC | MERC/CAPEX/20172018/0177 | 2018-02-06 | 0 | 0 | 0 | 0 | 0 | 0 |  |  | 0 | 0 | 0 | 0
HO DPR 11 | Construction of new Administrative Building for Mahagenco at Vidyut Bhawan, Katol Road, Nagpur | MERC/CAPEX/2021-2022/MSPGCL/063 | 2022-02-12 | 57 | 0 | 0 | 0 | 0 | 0 |  |  | 0 | 0 | 0 | 0
HO DPR 11.1 | Construction of new Administrative Building for Mahagenco at Vidyut Bhawan, Katol Road, Nagpur | MERC/CAPEX/2021-2022/MSPGCL/063 | 2022-02-12 | 54.24 | 0 | 0 | 0 | 0 | 0 |  |  | 0 | 0
0 | IDC | MERC/CAPEX/2021-2022/MSPGCL/063 | 2022-02-12 | 2.76 | 0 | 0 | 0 | 0 | 0 |  |  | 0 | 0
HO DPR 12 | Centralized Monitoring Solution | MERC/CAPEX/MSPGCL/2023-24/0576 | 2023-11-02 | 69.309 | 0 | 0 | 0 | 0 | 0 |  |  | 0 | 0
HO DPR 12.1 | Centralized Monitoring Solution | MERC/CAPEX/MSPGCL/2023-24/0576 | 2023-11-02 | 66.009 | 0 | 3.8 | -3.8 | 0 | 0 |  |  | 0 | -3.8
0 | IDC | MERC/CAPEX/MSPGCL/2023-24/0576 | 2023-11-02 | 3.3 | 0 | 0 | 0 | 0 | 0 |  |  | 0 | 0
0 | (ii) Yet to be submitted to MERC | 0 | - | 0 | 0 | 0 | 0 | 0 | 0 |  |  | 0 | 0
1 | Procurement of GT blades & other essential GT Hot gas components | 0 | - | 0 | 0 | 0 | 0 | 0 | 0 |  |  | 0 | 0
0 | 1) Procurement of GT Stator blades of stages 1&2 | 0 | - | 0 | 17 | 17 | 0 | 0 | 0 |  |  | 0 | 0
0 | 2) Procurement of Bricks / Tiles & tile holders for GT | 0 | - | 0 | 2.5 | 2.5 | 0 | 0 | 0 |  |  | 0 | 0
0 | 3) Procurement of mixing chambers (02 Nos) | 0 | - | 0 | 8.5 | 8.5 | 0 | 0 | 0 |  |  | 0 | 0
0 | 14) Procurement of stage2 rotor blades | 0 | - | 0 | 5.7 | 5.7 | 0 | 0 | 0 |  |  | 0 | 0
2 | Procurement of all 16 stage Compressor Diaphragms | 0 | - | 0 | 36 | 36 | 0 | 0 | 0 |  |  | 0 | 0
3 | Procurement of insurance spares for GT units | 0 | - | 0 | 0 | 0 | 0 | 0 | 0 |  |  | 0 | 0
0 | 1) Procurement of Inconel plates | 0 | - | 0 | 5 | 5 | 0 | 0 | 0 |  |  | 0 | 0
0 | 2) Procurement of Inner casing washers | 0 | - | 0 | 1.5 | 1.5 | 0 | 0 | 0 |  |  | 0 | 0
0 | 3) Procurement of Upper conical section | 0 | - | 0 | 3 | 3 | 0 | 0 | 0 |  |  | 0 | 0
0 | 4) Procurement of LUWA cooler panels | 0 | - | 0 | 1.4 | 1.4 | 0 | 0 | 0 |  |  | 0 | 0
0 | 5) Procurement of Burners | 0 | - | 0 | 1 | 1 | 0 | 0 | 0 |  |  | 0 | 0
0 | 6) Procurement of K rings | 0 | - | 0 | 1 | 1 | 0 | 0 | 0 |  |  | 0 | 0
0 | 7) GT Fasteners (Mixing chamber, dome fastners) | 0 | - | 0 | 1 | 1 | 0 | 0 | 0 |  |  | 0 | 0
0 | 8) Procurement of Blow off valves | 0 | - | 0 | 0.5 | 0.5 | 0 | 0 | 0 |  |  | 0 | 0
0 | 9) Procurement of two Flame tubes for one GT unit | 0 | - | 0 | 18 | 18 | 0 | 0 | 0 |  |  | 0 | 0
4 | Procurement of various spares & retrofitting of existing systems for reliability improvement of WHRP Boilers at GTPS Uran | 0 | - | 0 | 0 | 0 | 0 | 0 | 0 |  |  | 0 | 0
0 | 1) HP BCP (4 Nos) , LP BCP (4 Nos) pump set | 0 | - | 0 | 10 | 10 | 0 | 0 | 0 |  |  | 0 | 0
0 | 2) Preheat pump set ,DM make up pump set, clean drain pump set and CEP pump set | 0 | - | 0 | 1 | 1 | 0 | 0 | 0 |  |  | 0 | 0
0 | 3) Complete Boiler (2 Nos) duct plate replacement | 0 | - | 0 | 5 | 5 | 0 | 0 | 0 |  |  | 0 | 0
0 | 4) Insulation replacement of A1 and B2 boiler. | 0 | - | 0 | 1.8 | 1.8 | 0 | 0 | 0 |  |  | 0 | 0
0 | 5) Chimeny insulation of A1,B1 and B2 boiler | 0 | - | 0 | 0.85 | 0.85 | 0 | 0 | 0 |  |  | 0 | 0
0 | 6) A1 boiler LP evaporator tube replacement work. | 0 | - | 0 | 1.7 | 1.7 | 0 | 0 | 0 |  |  | 0 | 0
0 | 7)B2 boiler HP Evaporator and HP Economiser sagged and need to be replaced | 0 | - | 0 | 1 | 1 | 0 | 0 | 0 |  |  | 0 | 0
0 | 8) B1 boiler Hp evaporator tube sagged and need to be replaced | 0 | - | 0 | 1 | 1 | 0 | 0 | 0 |  |  | 0 | 0
0 | 9) Seal Air FAN WITH MOTOR | 0 | - | 0 | 2 | 2 | 0 | 0 | 0 |  |  | 0 | 0
0 | 10) B1 and B2 Boiler BID and BYD Damper Control System Upgradation. | 0 | - | 0 | 1.25 | 1.25 | 0 | 0 | 0 |  |  | 0 | 0
5 | Supply, Erection & commissioning for GT Unit-5,6, WHRP Unit A0 Automation Up-gradation and up-gradation of 120MW A0 Unit SEE system | 0 | - | 0 | 0 | 0 | 0 | 0 | 0 |  |  | 0 | 0
0 | 1) Supply, Erection & commissioning for GT Unit-5 Automation Up-gradation at GTPS, Uran. | 0 | - | 0 | 8.75 | 8.75 | 0 | 0 | 0 |  |  | 0 | 0
0 | 2) Supply, Erection & commissioning for GT Unit-6 Automation Up-gradation at GTPS, Uran. | 0 | - | 0 | 8.75 | 8.75 | 0 | 0 | 0 |  |  | 0 | 0
0 | 3) Supply, Erection & commissioning for WHRP Unit- A0 Automation Up-gradation at GTPS, Uran. | 0 | - | 0 | 15 | 15 | 0 | 0 | 0 |  |  | 0 | 0
0 | 4) Up-gradation of 120MW A0 Unit SEE system at GTPS, Uran. | 0 | - | 0 | 2.65 | 2.65 | 0 | 0 | 0 |  |  | 0 | 0
6 | Procurement of Steam Turbine spares for A0 restoaration at GTPS, Uran. (Procurement of Stator, Rotor casing alongwith blades & Bearing.) | 0 | - | 0 | 50 | 50 | 0 | 0 | 0 |  |  | 0 | 0
7 | Procurement of various spares & retrofitting of existing systems for reliability improvement of CCPP units at GTPS Uran | 0 | - | 0 | 0 | 0 | 0 | 0 | 0 |  |  | 0 | 0
0 | 1) Modification of HT LT Radiators of 4MW DG set. | 0 | - | 0 | 1 | 1 | 0 | 0 | 0 |  |  | 0 | 0
0 | 2) MODIFIED Air FILTERS FOR GT UNITS | 0 | - | 0 | 0.7 | 0.7 | 0 | 0 | 0 |  |  | 0 | 0
0 | 3) Procurement of Oil Separator (2 Nos.) | 0 | - | 0 | 0.5 | 0.5 | 0 | 0 | 0 |  |  | 0 | 0
0 | 4) CCR and Admin HVAC system replacement work | 0 | - | 0 | 2 | 2 | 0 | 0 | 0 |  |  | 0 | 0
0 | 5) ACW pumps and Pipeline procurement and replacement | 0 | - | 0 | 1.5 | 1.5 | 0 | 0 | 0 |  |  | 0 | 0
0 | 6) Procurement and Replacement work of corroded cooling water line, Firefighting pipeline in the plant. | 0 | - | 0 | 3 | 3 | 0 | 0 | 0 |  |  | 0 | 0
0 | 7) Fixed Fire fighting installation at Gas skid near MM Section | 0 | - | 0 | 1 | 1 | 0 | 0 | 0 |  |  | 0 | 0
0 | 8) Fixed Fire fighting installation at Gas skid near Unit -5 A1 Boiler | 0 | - | 0 | 1 | 1 | 0 | 0 | 0 |  |  | 0 | 0
0 | 9) Replacment of CO2 flooding system with advance system at Unit-5,6,7,8 | 0 | - | 0 | 6 | 6 | 0 | 0 | 0 |  |  | 0 | 0
0 | 10) Stage II EOP motor | 0 | - | 0 | 0.03 | 0.03 | 0 | 0 | 0 |  |  | 0 | 0
0 | 11) Evacuation pump motor | 0 | - | 0 | 0.05 | 0.05 | 0 | 0 | 0 |  |  | 0 | 0
0 | 12) St III Boiler Hydac Pump motor | 0 | - | 0 | 0.01 | 0.01 | 0 | 0 | 0 |  |  | 0 | 0
0 | 13) LT BREAKER ST II (1600) AMP | 0 | - | 0 | 0.2 | 0.2 | 0 | 0 | 0 |  |  | 0 | 0
0 | 14) LT BREAKER ST III and WTP (3200) AMP | 0 | - | 0 | 0.4 | 0.4 | 0 | 0 | 0 |  |  | 0 | 0
0 | 15) Battery replacement | 0 | - | 0 | 0 | 0 | 0 | 0 | 0 |  |  | 0 | 0
0 | 16) Rennovation of AC plant piping | 0 | - | 0 | 0.5 | 0.5 | 0 | 0 | 0 |  |  | 0 | 0
0 | 17) Up gradation Of Old Generator Protection System with Advance Series Microprocessor based System for GT at GTPS Uran | 0 | - | 0 | 0.6 | 0.6 | 0 | 0 | 0 |  |  | 0 | 0
0 | 18) Supply, Installation and commissioning of battery chargers at Stage-II at GTPS,Uran. | 0 | - | 0 | 0.2 | 0.2 | 0 | 0 | 0 |  |  | 0 | 0
0 | 19) Procurement of on-line dissolve oxygen, pH & conductivity measurement with transmitter for boiler and steam turbine at GTPS Uran | 0 | - | 0 | 0.5 | 0.5 | 0 | 0 | 0 |  |  | 0 | 0
0 | 20) Procurement of Optical Gas Leak imaging Camera for gas leak detection at GTPS,Uran. | 0 | - | 0 | 0.4 | 0.4 | 0 | 0 | 0 |  |  | 0 | 0
0 | 21) Procurement of HP and LP bypass control valve actuator and HP bypass spray control valve actuator at GTPS uran (3 No) | 0 | - | 0 | 5.7 | 5.7 | 0 | 0 | 0 |  |  | 0 | 0
0 | 22) New SCADA system for WTP operation at GTPS Uran | 0 | - | 0 | 0.25 | 0.25 | 0 | 0 | 0 |  |  | 0 | 0
0 | 23) Replacement of existing field instruments of WTP ( level transmitters, level switches, pH meter with sensor, flow meters and Transmittres,conductivity meter with sensors, dissolve oxygen meter with sensors, pressure gauges, pneumatic valves with feedback) at GTPS Uran | 0 | - | 0 | 0.75 | 0.75 | 0 | 0 | 0 |  |  | 0 | 0
8 | DPR-1 DPR for Condenser Vacuum imrovement by procurement and erection/Upgradation of ACC pannels of A0 Unit | 0 | - | 0 | 0 | 0 | 0 | 0 | 0 |  |  | 0 | 0
9 | Supply and erection of ACC Pannels/ Upgradation (A0 ACC Pannels) | 0 | - | 0 | 40 | 40 | 0 | 0 | 0 |  |  | 0 | 0
10 | DPR for Replacement of HP and LP cycle valves of Boilers. | 0 | - | 0 | 0 | 0 | 0 | 0 | 0 |  |  | 0 | 0
0 | Supply of all valves of Boiler HP feed station valves, overflow valves, MIV valve, shutoff valve (A1,A2,B1,B2 Boilers) | 0 | - | 0 | 14 | 14 | 0 | 0 | 0 |  |  | 0 | 0
0 | Supply all valves of Boiler LP feed station valves, Overflow valves, MIV valve, shutoff valve (A1,A2,B1,B2 Boilers) | 0 | - | 0 | 12 | 12 | 0 | 0 | 0 |  |  | 0 | 0
11 | DPR for Turbine section upgrade of GT unit 5 | 0 | - | 0 | 0 | 0 | 0 | 0 | 0 |  |  | 0 | 0
0 | Supply of Turbine rotor blades 3 & 4 and Turbine stator blades 3 & 4 along with installation material (TSU) GT 5 | 0 | - | 0 | 75 | 75 | 0 | 0 | 0 |  |  | 0 | 0
12 | DPR for Replacement of Various pumps of A0 & B0 block and HP LP drum, HP LP BCP allied valves of boiler | 0 | - | 0 | 0 | 0 | 0 | 0 | 0 |  |  | 0 | 0
0 | Supply of various pumps (HP BCP , LP BCP, HP and LP Feed water pumps, preheater, evacuation pumps, CEP pumps etc Pumps (A0 and B0 Block) | 0 | - | 0 | 19.12 | 19.12 | 0 | 0 | 0 |  |  | 0 | 0
0 | Supply of HP & LP Drum and superheater safety valve, drain station valves (A1,A2,B1,B2 Boilers) | 0 | - | 0 | 5 | 5 | 0 | 0 | 0 |  |  | 0 | 0
0 | Supply of HP & LP BCP suction valves, discharge valves , NRV (A1,A2,B1,B2 Boilers) | 0 | - | 0 | 5 | 5 | 0 | 0 | 0 |  |  | 0 | 0
13 | DPR for Life extension of B0 block by replacement of LP evaporator header and tubes, boiler duct plate, B0 steam turbine free standing blades and bearing | 0 | - | 0 | 0 | 0 | 0 | 0 | 0 |  |  | 0 | 0
0 | Supply and eretion of LP Evaporator header and Tubes (B1Boiler) | 0 | - | 0 | 20 | 20 | 0 | 0 | 0 |  |  | 0 | 0
0 | Supply of boiler duct plate (B1,B2 Boiler) | 0 | - | 0 | 10 | 10 | 0 | 0 | 0 |  |  | 0 | 0
0 | Supply of Steam turbine free standing blades (B0 steam turbine) | 0 | - | 0 | 5 | 5 | 0 | 0 | 0 |  |  | 0 | 0
0 | Supply of Steam turbine Journal cum Thrust bearing (A0 Steam Turbine) | 0 | - | 0 | 5 | 5 | 0 | 0 | 0 |  |  | 0 | 0
14 | DPR for Life extension of GT Units by replacement of GT Gas ESV , Control valves and GT transmitter unit (barring gear assembly), Hand barring assembly. | 0 | - | 0 | 0 | 0 | 0 | 0 | 0 |  |  | 0 | 0
0 | Supply of GT Gas ESV & Control valve (GT 6,7 & 8) | 0 | - | 0 | 12 | 12 | 0 | 0 | 0 |  |  | 0 | 0
0 | Supply of GT Transmitter unit with Hand barring assembly (GT 5 & 6 Transmitter Unit and GT 5,6,7,8 Hand Barring assembly ) | 0 | - | 0 | 13 | 13 | 0 | 0 | 0 |  |  | 0 | 0
15 | DPR for procurement of Inconel 617 plate for mixing chambers and Replacement of GT exhaust bellows, honeycomb. | 0 | - | 0 | 0 | 0 | 0 | 0 | 0 |  |  | 0 | 0
0 | Supply of inconel 617 plate for mixing chambers (All GT) | 0 | - | 0 | 20 | 20 | 0 | 0 | 0 |  |  | 0 | 0
0 | Replacement of GT exhaust bellows and honeycomb. (GT7 & 8) | 0 | - | 0 | 8 | 8 | 0 | 0 | 0 |  |  | 0 | 0
16 | DPR for Turbine section upgrade of GT unit 7 | 0 | - | 0 | 0 | 0 | 0 | 0 | 0 |  |  | 0 | 0
0 | Supply of Turbine rotor blades 3 & 4 and Turbine stator blades 3 & 4 along with installation material (TSU) GT 7 | 0 | - | 0 | 75 | 75 | 0 | 0 | 0 |  |  | 0 | 0
17 | DPR for Supply and erection of new air compressor system with screw type compressor, HVAC system with Screw type Compressor and Stg II and Stg III DG set at GTPS Uran | 0 | - | 0 | 0 | 0 | 0 | 0 | 0 |  |  | 0 | 0
0 | Supply and erection of new Air compressor system with Screw type Compressor (Service & instrument air compressors) | 0 | - | 0 | 14 | 14 | 0 | 0 | 0 |  |  | 0 | 0
0 | Supply and erection of new HVAC system with Screw type Compressor | 0 | - | 0 | 13 | 13 | 0 | 0 | 0 |  |  | 0 | 0
0 | Supply & Errection of Stage II and Stage III DG set | 0 | - | 0 | 5 | 5 | 0 | 0 | 0 |  |  | 0 | 0
18 | DPR for Life extension of GT by procurement of Mixing chambers with installation material and Procurement of GT flametube bricks & brick holders. | 0 | - | 0 | 0 | 0 | 0 | 0 | 0 |  |  | 0 | 0
0 | Supply of Mixing chambers with installation material (GT 5) | 0 | - | 0 | 20 | 20 | 0 | 0 | 0 |  |  | 0 | 0
0 | Supply of GT Flametube bricks & brick holders (All GT) | 0 | - | 0 | 6 | 6 | 0 | 0 | 0 |  |  | 0 | 0
19 | DPR for Life extension of GT by Procurement of Compressor diaphragm rings with stator blades– 1 to 16 for GT Unit 6. | 0 | - | 0 | 0 | 0 | 0 | 0 | 0 |  |  | 0 | 0
0 | Supply of Compressor diaphragm rings with stator blades– 1 to 16 (GT 6) | 0 | - | 0 | 0 | 0 | 0 | 35 | 35 |  |  | 35 | 0
20 | DPR for Procurement of Turbine stator blades 1 & 2 and Turbine rotor blades 1 & 2 along with installation material for GT unit 5. | 0 | - | 0 | 0 | 0 | 0 | 0 | 0 |  |  | 0 | 0
0 | Supply of Turbine stator blades 1 & 2 and Turbine rotor blades 1 & 2 along with installation material (GT 5) | 0 | - | 0 | 50 | 50 | 0 | 0 | 0 |  |  | 0 | 0
21 | DPR for Procurement of Various oil pumps, water pumps of GT Units and Procurement of GT blow off valves and IGV blades along with its complete operating mechanism. | 0 | - | 0 | 0 | 0 | 0 | 0 | 0 |  |  | 0 | 0
0 | Supply of all GT pumps (MOP,JOP, Boosster pump, EOP, oil vapour fan, CW pumps, Makeup pumps, colony water pumps, drinking water pumps) for all GT | 0 | - | 0 | 0 | 0 | 0 | 16 | 16 |  |  | 16 | 0
0 | Supply of GT Blow-off valves (All GT) | 0 | - | 0 | 0 | 0 | 0 | 6 | 6 |  |  | 6 | 0
0 | Supply of IGV blades along with its complete operating mechanism (GT 5,6,8) | 0 | - | 0 | 0 | 0 | 0 | 5 | 5 |  |  | 5 | 0
22 | DPR for Life extension of GT units by Procurement of inner casing & K rings with installation material. | 0 | - | 0 | 0 | 0 | 0 | 0 | 0 |  |  | 0 | 0
0 | Supply of inner casing & K ring with installation material (Inner casing for GT 8 and All GT K ring) | 0 | - | 0 | 0 | 0 | 0 | 30 | 30 |  |  | 30 | 0
23 | DPR for CCPP process improvement by Procurement and erection of Hangers and supports of Gas skid, A0 ,B0 block and supply of various size pipelines and boiler tubes for Boiler, GT | 0 | - | 0 | 0 | 0 | 0 | 0 | 0 |  |  | 0 | 0
0 | Supply and erection of Hangers and supports (Gas skid, A0 and B0 Block) | 0 | - | 0 | 0 | 0 | 0 | 10 | 10 |  |  | 10 | 0
0 | Supply of Various size high pressure pipelines and tubes for Boiler and GT & ST | 0 | - | 0 | 0 | 0 | 0 | 16 | 16 |  |  | 16 | 0
24 | DPR for Procurement of Turbine stator blades 1 & 2 and Turbine rotor blades 1 & 2 along with installation material for GT unit 7. | 0 | - | 0 | 0 | 0 | 0 | 0 | 0 |  |  | 0 | 0
0 | Supply of Turbine rotor blades 1 & 2 and Turbine stator blades 1 & 2 along with installation material (GT7) | 0 | - | 0 | 0 | 0 | 0 | 0 | 0 |  |  | 0 | 0
25 | DPR for Life extension of GT by Procurement of complete flame tube, burners and Procurement of Luwa cooler pannels. | 0 | - | 0 | 0 | 0 | 0 | 0 | 0 |  |  | 0 | 0
0 | Supply of complete Flame tubes with Burners (Flame tubes of GT 5 and Burners of GT 7 & 8) | 0 | - | 0 | 0 | 0 | 0 | 0 | 0 |  |  | 0 | 0
0 | Supply of Luwa cooler pannels (GT 5,7,8) | 0 | - | 0 | 0 | 0 | 0 | 0 | 0 |  |  | 0 | 0
26 | DPR for Life extension of GT units by Procurement of Compressor rotor blades stage 1 - 16 for GT unit 5 & 7. | 0 | - | 0 | 0 | 0 | 0 | 0 | 0 |  |  | 0 | 0
0 | Supply of Compressor Rotor blades 1 to 16th (GT 5, 7) | 0 | - | 0 | 0 | 0 | 0 | 0 | 0 |  |  | 0 | 0
27 | DPR for Life extension of GT units by Procurement of Complete GT fasteners set and Procurement of mixing chambers with installation material for GT6. | 0 | - | 0 | 0 | 0 | 0 | 0 | 0 |  |  | 0 | 0
0 | Procurement of Complete GT Fasteners set | 0 | - | 0 | 0 | 0 | 0 | 0 | 0 |  |  | 0 | 0
0 | Supply of Mixing chambers with installation material (GT 6 ) | 0 | - | 0 | 0 | 0 | 0 | 0 | 0 |  |  | 0 | 0
28 | Reliability Improvement Schemes for Gas Turbine Power Stations, Uran. | 0 | - | 0 | 0 | 0 | 0 | 0 | 0 |  |  | 0 | 0
0 | Supply, installation & commissioning work of 17.5 KV, 7860 Amp and 60 Amp Stage 2 Generator Busbar at Gas Turbine Power Station,Uran. | 0 | - | 0 | 0 | 0 | 0 | 15.67 | 15.67 |  |  | 15.67 | 0
0 | Upgradation of GT-5 and GT-6 SFC and SEE system. | 0 | - | 0 | 14 | 14 | 0 | 0 | 0 |  |  | 0 | 0
0 | Upgradation of Gas Turbine Generator and Transformer protection system (2 No) | 0 | - | 0 | 2 | 2 | 0 | 0 | 0 |  |  | 0 | 0
29 | Schemes for improvement of auxiliary availability for effecient performance during running of 108 MW Stage II & 120 MW Stage III units at GTPS, Uran. | 0 | - | 0 | 0 | 0 | 0 | 0 | 0 |  |  | 0 | 0
0 | Procurement of 108 MW Stage II GT units generator rotor at GTPS, Uran. | 0 | - | 0 | 30 | 30 | 0 | 0 | 0 |  |  | 0 | 0
0 | Procurement of 1 MVA Unit Auxiliary Transformer, 570 KVA Excitation Transformer and 2 MVA Frequency Converter Transformer of Stage II GT Unit at GTPS, Uran. | 0 | - | 0 | 1.2 | 1.2 | 0 | 0 | 0 |  |  | 0 | 0
0 | Upgradation of Stage -II & III Battery Chargers. | 0 | - | 0 | 2.75 | 2.75 | 0 | 0 | 0 |  |  | 0 | 0
0 | (a) Upgradation of 4 MW DG set control system. | 0 | - | 0 | 1 | 1 | 0 | 0 | 0 |  |  | 0 | 0
30 | Procurment of insurance spare for reliability improvement at GTPS Uran | 0 | - | 0 | 0 | 0 | 0 | 0 | 0 |  |  | 0 | 0
0 | Procurement of 120 MW Stage III WHRP unit generator rotor at GTPS, Uran. | 0 | - | 0 | 40 | 40 | 0 | 0 | 0 |  |  | 0 | 0
31 | AI Based Comprehensive Infrasecure Project | 0 | - | 0 | 0 | 0 | 0 | 0 | 0 |  |  | 0 | 0
0 | AI Based Comprehensive Infrasecure Project | 0 | - | 0 | 0 | 18.6835 | -18.6835 | 0 | 0 |  |  | 0 | -18.6835
32 | A0 RESTORATION | 0 | - | 0 | 0 | 42.482 | -42.482 | 0 | 0 |  |  | 0 | -42.482
0 | A0 RESTORATION | 0 | - | 0 | 0 | 0 | 0 | 0 | 0 |  |  | 0 | 0
0 | 0 | 0 | - | 0 | 0 | 0 | 0 | 0 | 0 |  |  | 0 | 0
0 | B) Non-DPR Schemes | 0 | - | 0 | 0 | 0 | 0 | 0 | 0 |  |  | 0 | 0
1 | CHAIR REGULAR ERGONOMICS STANDARD(4370002018)/QTY60 | N.A. | - | 0 | 0.033294 | 0.033294 | 0 | 0 | 0 |  |  | 0 | 0
2 | 2 PANEL WOODEN SIDE TABLE 2 X 4 FT(4370002023)/QTY 20 | N.A. | - | 0 | 0.034646 | 0.034646 | 0 | 0 | 0 |  |  | 0 | 0
3 | EXECUTIVE REV CHAIR(4370002025)/QTY 19 | N.A. | - | 0 | 0.0079152 | 0.0079152 | 0 | 0 | 0 |  |  | 0 | 0
4 | INDUSTRIAL CABINET WITH 4 LOCKERS(4370002025)/QTY 19 | N.A. | - | 0 | 0.028267 | 0.028267 | 0 | 0 | 0 |  |  | 0 | 0
5 | INDUSTRIAL CABINET WITH 4 LOCKERS(4370002037)/QTY 6 | N.A. | - | 0 | 0.01116 | 0.01116 | 0 | 0 | 0 |  |  | 0 | 0
6 | CHAIR REGULAR (4370002039)/QTY 51 | N.A. | - | 0 | 0.037587 | 0.037587 | 0 | 0 | 0 |  |  | 0 | 0
7 | 3 BURNER GAS STOVE IRON PAN SUPPORT(4370002320)/QTY 1 | N.A. | - | 0 | 0.00199 | 0.00199 | 0 | 0 | 0 |  |  | 0 | 0
8 | 3 BURNER GAS STOVE IRON PAN SUPPORT(4370002319)/QTY 1 | N.A. | - | 0 | 0.0007795 | 0.0007795 | 0 | 0 | 0 |  |  | 0 | 0
9 | Samsung LCD TV(2 nos, 26" in Rest House)/QTY 2 | N.A. | - | 0 | 0.019555 | 0.019555 | 0 | 0 | 0 |  |  | 0 | 0
10 | Mobile Purchase for CE GTPS/QTY 1 | N.A. | - | 0 | 0.001599 | 0.001599 | 0 | 0 | 0 |  |  | 0 | 0
11 | Walkie Talkie NO.7/QTY 7 | N.A. | - | 0 | 0.011357 | 0.011357 | 0 | 0 | 0 |  |  | 0 | 0
12 | Electronic Appliances to rest houseGTPS 4370002069/QTY 1 | N.A. | - | 0 | 0.0042198 | 0.0042198 | 0 | 0 | 0 |  |  | 0 | 0
13 | Electronic Appliances to rest house(4370002070)/QTY 1 | N.A. | - | 0 | 0.0029609 | 0.0029609 | 0 | 0 | 0 |  |  | 0 | 0
14 | COLOR LASER JET PRINTER4370002282/QTY 2 | N.A. | - | 0 | 0.00473 | 0.00473 | 0 | 0 | 0 |  |  | 0 | 0
15 | LASER LASERJET PRINTER FOR A4 PAPER(4370002057)/QTY 5 | N.A. | - | 0 | 0.003516 | 0.003516 | 0 | 0 | 0 |  |  | 0 | 0
16 | Split Air Conditioner(4370002046)GUEST HOUSE/QTY 11 | N.A. | - | 0 | 0.057773 | 0.057773 | 0 | 0 | 0 |  |  | 0 | 0
17 | LASER ALL IN ONE A4 LASER PRINTER (4370002321) POG/QTY 12 | N.A. | - | 0 | 0.0222 | 0.0222 | 0 | 0 | 0 |  |  | 0 | 0
18 | COOLER WATER THERMOSTAT 40 F-45 F TYU-5(4370002318/QTY 4 | N.A. | - | 0 | 0.0047956 | 0.0047956 | 0 | 0 | 0 |  |  | 0 | 0
19 | UV WATER PURIFIER FILTER4370002059/QTY 4 | N.A. | - | 0 | 0.031558 | 0.031558 | 0 | 0 | 0 |  |  | 0 | 0
20 | ext. of compound wall around of GTPS Uran. | N.A. | - | 0 | 0.13699 | 0.13699 | 0 | 0 | 0 |  |  | 0 | 0
21 | Supply Installation & commissioning of 11TR Water cooled air conditioning package at GT Unit # 5 & 6 LCRs /14 QTY | N.A. | - | 0 | 0.30988 | 0.30988 | 0 | 0 | 0 |  |  | 0 | 0
22 | Procurment of new Ambulance Van MH-46-BM-2746/QTY 1 | N.A. | - | 0 | 0.10754 | 0.10754 | 0 | 0 | 0 |  |  | 0 | 0
23 | DG SET ASSY KIRLOSKAR 6SL8800TA-250(4370002473)/QTY 1 | N.A. | - | 0 | 0.0477 | 0.0477 | 0 | 0 | 0 |  |  | 0 | 0
24 | 3 seater sofa set(4370002496)/QTY 2 | N.A. | - | 0 | 0.005243 | 0.005243 | 0 | 0 | 0 |  |  | 0 | 0
25 | WET AND DRY VACUUM CLEANER(4370002509)/QTY 2 | N.A. | - | 0 | 0.0046 | 0.0046 | 0 | 0 | 0 |  |  | 0 | 0
26 | Revolving Chair(4370002467)/QTY 24 | N.A. | - | 0 | 0.018348 | 0.018348 | 0 | 0 | 0 |  |  | 0 | 0
27 | Regular Chair(4370002466)/QTY 10 | N.A. | - | 0 | 0.00801 | 0.00801 | 0 | 0 | 0 |  |  | 0 | 0
28 | Scrubber Dryers(4370002495)/QTY 2 | N.A. | - | 0 | 0.0258 | 0.0258 | 0 | 0 | 0 |  |  | 0 | 0
29 | MICROWAVE OVEN CAPACITY 32 LITERS(4370002510)/QTY 1 | N.A. | - | 0 | 0.002403 | 0.002403 | 0 | 0 | 0 |  |  | 0 | 0
30 | One Seater Sofa(4370002497)/QTY 4 | N.A. | - | 0 | 0.006302 | 0.006302 | 0 | 0 | 0 |  |  | 0 | 0
31 | S-Type Chairs(4370002460)/QTY 61 | N.A. | - | 0 | 0.035685 | 0.035685 | 0 | 0 | 0 |  |  | 0 | 0
32 | INDUSTRIAL CABINET WITH 4 LOCKERS(4370002464)/QTY 19 | N.A. | - | 0 | 0.037031 | 0.037031 | 0 | 0 | 0 |  |  | 0 | 0
33 | STEEL CABINET WITH 18 LOCKER(4370002461)/QTY 14 | N.A. | - | 0 | 0.020181 | 0.020181 | 0 | 0 | 0 |  |  | 0 | 0
34 | STEEL CABINET WITH 06 LOCKER(4370002462)/QTY 21 | N.A. | - | 0 | 0.033495 | 0.033495 | 0 | 0 | 0 |  |  | 0 | 0
35 | File Cabinet(4370002463)/QTY 22 | N.A. | - | 0 | 0.040566 | 0.040566 | 0 | 0 | 0 |  |  | 0 | 0
36 | Midback Chair(4370002456)/QTY 30 | N.A. | - | 0 | 0.017514 | 0.017514 | 0 | 0 | 0 |  |  | 0 | 0
37 | S-Type(backrest made of mesh)Chair(4370002465)/QTY 20 | N.A. | - | 0 | 0.01142 | 0.01142 | 0 | 0 | 0 |  |  | 0 | 0
38 | L Type Exe. Table(4370002471)/QTY 4 | N.A. | - | 0 | 0.024892 | 0.024892 | 0 | 0 | 0 |  |  | 0 | 0
39 | Godrej interio T-104 Table(4370002472)/QTY 18 | N.A. | - | 0 | 0.042228 | 0.042228 | 0 | 0 | 0 |  |  | 0 | 0
40 | Provi & fix garden benc.@GTPS Colony.(4370002503)./QTY 35 | N.A. | - | 0 | 0.032214 | 0.032214 | 0 | 0 | 0 |  |  | 0 | 0
41 | Supply of heavy pedestal type (4370002601)/QTY 20 | N.A. | - | 0 | 0.02626 | 0.02626 | 0 | 0 | 0 |  |  | 0 | 0
42 | 2 TON CAPACITY SPLIT AC(4370002498)/QTY 8 | N.A. | - | 0 | 0.03359 | 0.03359 | 0 | 0 | 0 |  |  | 0 | 0
43 | Procurement of 16 Channel DVR at GTPS.(4370002575)/QTY 1 | N.A. | - | 0 | 0.00104 | 0.00104 | 0 | 0 | 0 |  |  | 0 | 0
44 | Procurement of Server at GTPS Uran.(4385000212)/QTY 1 | N.A. | - | 0 | 0.054766 | 0.054766 | 0 | 0 | 0 |  |  | 0 | 0
45 | CCTV Cameras and DVR at GTPS URAN (4370002677)/QTY 13 | N.A. | - | 0 | 0.0036888 | 0.0036888 | 0 | 0 | 0 |  |  | 0 | 0
46 | 3 KW Geysers (Water Heaters) (4370002733)/QTY 18 | N.A. | - | 0 | 0.00576 | 0.00576 | 0 | 0 | 0 |  |  | 0 | 0
47 | WALL MOUNTED/Matress etc .Guest house FAN 24" 230V 1440RPM(4370002713)/QTY 39 | N.A. | - | 0 | 0.011658 | 0.011658 | 0 | 0 | 0 |  |  | 0 | 0
48 | COMPLETE PROJECTOR WITH STD ACCE.(4370002703)/QTY 1 | N.A. | - | 0 | 0.0061642 | 0.0061642 | 0 | 0 | 0 |  |  | 0 | 0
49 | NAS Storage device (4370002674)/QTY 1 | N.A. | - | 0 | 0.0225 | 0.0225 | 0 | 0 | 0 |  |  | 0 | 0
50 | DYNAMIC MIC,ACCESSORIES (4370002728)/QTY 5 | N.A. | - | 0 | 0.00247 | 0.00247 | 0 | 0 | 0 |  |  | 0 | 0
51 | DESKTOP (4370002709)/QTY 10 | N.A. | - | 0 | 0.056867 | 0.056867 | 0 | 0 | 0 |  |  | 0 | 0
52 | Procurement of Computer Monitor at GTPS.4370002812/QTY 15 | N.A. | - | 0 | 0.0213 | 0.0213 | 0 | 0 | 0 |  |  | 0 | 0
53 | Procurement of Air Purifiers in PCR’s4370002804/Qty 40 | N.A. | - | 0 | 0.007 | 0.007 | 0 | 0 | 0 |  |  | 0 | 0
54 | iPad & Laptop As Per Specification 4385000561/QTY 2 | N.A. | - | 0 | 0.019458 | 0.019458 | 0 | 0 | 0 |  |  | 0 | 0
55 | Projector Screen SZIE 8 X 10 FEET(4370002710)/QTY 1 | N.A. | - | 0 | 0.0010398 | 0.0010398 | 0 | 0 | 0 |  |  | 0 | 0
56 | Supply, Installation and commissioning of SCADA System for Raw and DM water plant at Water Treatment Plant, GTPS, Uran. | 0 | - | 0 | 0.9263 | 0.9263 | 0 | 0 | 0 |  |  | 0 | 0
57 | Supply, Installation and commissioning of Battery chargers at stage II at GTPS Uran | 0 | - | 0 | 0.69004 | 0.69004 | 0 | 0 | 0 |  |  | 0 | 0
58 | Up gradation of old Generator Protection System with Advance Series Microprocessor based system, GTPS Uarn | 0 | - | 0 | 1.093 | 1.093 | 0 | 0 | 0 |  |  | 0 | 0
59 | NABL laboratory set up including required instruments along with furniture and other accessories at WT Plant, GTPS, Uran. | 0 | - | 0 | 0.64239 | 0.64239 | 0 | 0 | 0 |  |  | 0 | 0
60 | Providing and applying of chemical resistance coating to the internal surface of soft water storage tank at Water Treatment Plant, GTPS Uran | 0 | - | 0 | 1.4408 | 1.4408 | 0 | 0 | 0 |  |  | 0 | 0
61 | CCPP Process improvement through application of Thermal insulation for WHRP Boiler/GT exhaust area at GTPS, Uran | 0 | - | 0 | 0.85669 | 0.85669 | 0 | 0 | 0 |  |  | 0 | 0
62 | Procurement of grass cutting machine (Petrol engine) at GTPS, Uran. | 0 | - | 0 | 0.011328 | 0.011328 | 0 | 0 | 0 |  |  | 0 | 0
63 | Procurement of dedicated server for DSM System at GTPS Uran. | 0 | - | 0 | 0.0934 | 0.0934 | 0 | 0 | 0 |  |  | 0 | 0
64 | Procurement of Water Purifier | 0 | - | 0 | 0.000803 | 0.000803 | 0 | 0 | 0 |  |  | 0 | 0
65 | Procurement of 1.5T SPLIT AC | 0 | - | 0 | 0.0282 | 0.0282 | 0 | 0 | 0 |  |  | 0 | 0
66 | MOBILE PHONE FOR SHIFT I/C | 0 | - | 0 | 0.0013999 | 0.0013999 | 0 | 0 | 0 |  |  | 0 | 0
67 | MOBILE PHONE FOR SHIFT I/C | 0 | - | 0 | 0.0013499 | 0.0013499 | 0 | 0 | 0 |  |  | 0 | 0
68 | MOBILE PHONE FOR SHIFT I/C | 0 | - | 0 | 0.0013499 | 0.0013499 | 0 | 0 | 0 |  |  | 0 | 0
69 | Procurement of CCTV camera | 0 | - | 0 | 0.0051684 | 0.0051684 | 0 | 0 | 0 |  |  | 0 | 0
70 | Procurement of Desktop PC’s at GTPS URAN. | 0 | - | 0 | 0.084569 | 0.084569 | 0 | 0 | 0 |  |  | 0 | 0
71 | Procurement of 4 channel DVR & 4 cctv camera | 0 | - | 0 | 0.00147 | 0.00147 | 0 | 0 | 0 |  |  | 0 | 0
72 | Procurement of 8 channel mini DVR | 0 | - | 0 | 0.0012492 | 0.0012492 | 0 | 0 | 0 |  |  | 0 | 0
73 | Procurement of MOBILE PHONE | 0 | - | 0 | 0.0015 | 0.0015 | 0 | 0 | 0 |  |  | 0 | 0
74 | Procurement of Monitors at GTPS URAN. | 0 | - | 0 | 0.00101 | 0.00101 | 0 | 0 | 0 |  |  | 0 | 0
75 | Supply of Thinclients on Buyback for Uran GTPS | 0 | - | 0 | 0.12118 | 0.12118 | 0 | 0 | 0 |  |  | 0 | 0
76 | FY23-24 | 0 | - | 0 | 0 | 0 | 0 | 0 | 0 |  |  | 0 | 0
77 | PORT FIRE EXT ABC COMP EN3 AFFF - COMPOSITE CAPACITY 9 LTR 9KG | 0 | - | 0 | 3.3915 | 3.3915 | 0 | 0 | 0 |  |  | 0 | 0
78 | Procurement of Thermal Imaging Camera for Condition Monitoring of machine at GTPS,Uran. | 0 | - | 0 | 0.035046 | 0.035046 | 0 | 0 | 0 |  |  | 0 | 0
79 | DIGITAL ULTRASONIC FLOW METER | 0 | - | 0 | 0.016768 | 0.016768 | 0 | 0 | 0 |  |  | 0 | 0
80 | MEASURING &DISPLAYING HANDHELD INST | 0 | - | 0 | 0.0085314 | 0.0085314 | 0 | 0 | 0 |  |  | 0 | 0
81 | Approval for procuring Thickness measurment gauge,Portable flow meter and Vibration meter for GTPS, Uran | 0 | - | 0 | 0.00924 | 0.00924 | 0 | 0 | 0 |  |  | 0 | 0
82 | Supply, installation and commissioning of 1.5 ton Window Air Conditioner and 1.5 Ton Split Air conditioners with inverter technology at GTPS Uran. | 0 | - | 0 | 0.013586 | 0.013586 | 0 | 0 | 0 |  |  | 0 | 0
83 | Procurement of monitors at GTPS Uran | 0 | - | 0 | 0.0144 | 0.0144 | 0 | 0 | 0 |  |  | 0 | 0
84 | Procurement of Desktop PC’s and Laptop at GTPS Uran | 0 | - | 0 | 0.005499 | 0.005499 | 0 | 0 | 0 |  |  | 0 | 0
85 | SUPPLY & INSTALLATION OF VC SETUP AND INTERACTIVE DISPLAY FOR GTPS URAN | 0 | - | 0 | 0.030763 | 0.030763 | 0 | 0 | 0 |  |  | 0 | 0
86 | Supply, installation and commissioning of water purifiers and water purifier cum cooler at GTPS Uran. | 0 | - | 0 | 0.00285 | 0.00285 | 0 | 0 | 0 |  |  | 0 | 0
87 | Urgent procurement and installation of UV Water Purifier cum cooler at GTPS, Uran on confirmatory basis. | 0 | - | 0 | 0.008378 | 0.008378 | 0 | 0 | 0 |  |  | 0 | 0
88 | Supply, installation and commissioning of RO+UV+UF Storage Type Water Purifiers at GTPS,Uran. | 0 | - | 0 | 0.012951 | 0.012951 | 0 | 0 | 0 |  |  | 0 | 0
89 | Procurement of Hot air oven for general laboratory at Water Treatment Plant, GTPS,Uran | 0 | - | 0 | 0.001475 | 0.001475 | 0 | 0 | 0 |  |  | 0 | 0
90 | Supply of Plastic Chair and Dinning table at Guest House & new dormitory of GTPS Uran. | 0 | - | 0 | 0.0061545 | 0.0061545 | 0 | 0 | 0 |  |  | 0 | 0
91 | Procurement of Desktop PC’s and Laptop at GTPS Uran | 0 | - | 0 | 0.0088 | 0.0088 | 0 | 0 | 0 |  |  | 0 | 0
92 | COLOR LASER JET PRINTERADMIN BUILDING | 0 | - | 0 | 0.006379 | 0.006379 | 0 | 0 | 0 |  |  | 0 | 0
93 | DEEP FREEZER CAP 205 LITERSGuest House | 0 | - | 0 | 0.004248 | 0.004248 | 0 | 0 | 0 |  |  | 0 | 0
94 | CCTV, DVR , CCTV CableGuest HO&Club HO | 0 | - | 0 | 0.011741 | 0.011741 | 0 | 0 | 0 |  |  | 0 | 0
95 | Supply installation, commissioning and testing of 220 V, 800 Ah Ni-Cadmium/ 220 V, 965 Ah Plante Type battery sets for Stage III WHRP 120 MW A0 & B0 Units at Gas Turbine Power Station, Uran. | 0 | - | 0 | 3.628 | 3.628 | 0 | 0 | 0 |  |  | 0 | 0
96 | Supply, installation and commissioning of Actuators for HP bypass, LP bypass and HP bypass injection spray control valve at GTPS, Uran. | 0 | - | 0 | 3.6969 | 3.6969 | 0 | 0 | 0 |  |  | 0 | 0
97 | Procurement of rotating blades of 29th, 30th and 31st stage (along with installation materials) for 120MW KWU Steam Turbine B-0 at GTPS, Uran | 0 | - | 0 | 4.1155 | 4.1155 | 0 | 0 | 0 |  |  | 0 | 0
| Total |  |  |  | 986.2001 | 1042.6456 | -56.4455 | 133.67 | 133.67 | 0 | 0 | 133.67 | -56.4455
FY 2028-29
a) DPR Schemes
(i) Submitted to MERC
1 | Up gradation of Gas Turbine Automation system, SFC and Excitation system | MERC/CAPEX/20122013/02285 | 2013-01-09 | 23.31 | 0 | 0 | 0 | 0 | 0 |  |  | 0 | 0 | 0 | 0
1.1 | Up-gradation of GT Automation System (Automation System PPA T3000) for Unit - 8 Stage-II | MERC/CAPEX/20122013/02285 | 2013-01-09 | 12.4 | 11.25 | 11.25 | 0 | 0 | 0 |  |  | 0 | 0 | 0 | 0
1.2 | Up-Gradation of Starting Frequency Converter & Static Excitation Equipment for GT-7 & GT-8 of Stage-II | MERC/CAPEX/20122013/02285 | 2013-01-09 | 10.91 | 9.87 | 9.87 | 0 | 0 | 0 |  |  | 0 | 0 | 0 | 0
2 | Procurement of Turbine 1st & 2nd stage blades for Gas Turbine U#6 | MERC/TECH 1/CAPEX/20142015/00087 | 2014-04-10 | 17.21 | 0 | 0 | 0 | 0 | 0 |  |  | 0 | 0 | 0 | 0
2.1 | Procurement of Turbine 1st & 2nd stage blades for Gas Turbine U#6 | MERC/TECH 1/CAPEX/20142015/00087 | 2014-04-10 | 17.21 | 17.5525 | 17.5525 | 0 | 0 | 0 |  |  | 0 | 0 | 0 | 0
3 | A0/B0 WHRP Unit Automation at GTPS Uran | MERC/CAPEX/20172018/4321 | 2017-10-11 | 24.6 | 0 | 0 | 0 | 0 | 0 |  |  | 0 | 0 | 0 | 0
3.1 | Supply of Siemens automation system and operation, monitoring and information system (SPPA-T3000 DCS) along with all necessary accessories for up-gradation and 10% mandatory spares. | MERC/CAPEX/20172018/4321 | 2017-10-11 | 20.39 | 17.0437 | 8.5237 | 8.52 | 0 | 0 |  |  | 0 | 8.52 | 0 | 0
3.2 | Service price for design, engineering, testing, erection, supervision, commissioning and training. | MERC/CAPEX/20172018/4321 | 2017-10-11 | 3.57 | 0.75469 | 0.75469 | 0 | 0 | 0 |  |  | 0 | 0 | 0 | 0
0 | IDC | MERC/CAPEX/20172018/4321 | 2017-10-11 | 0.64 | 1.1987 | 1.1987 | 0 | 0 | 0 |  |  | 0 | 0 | 0 | 0
4 | Renovation of Gas Turbine Air Intake System (Filter house for two units) at GTPS Uran | MERC/CAPEX/20172018/4645 | 2017-11-10 | 17 | 20.06 | 20.06 | 0 | 0 | 0 |  |  | 0 | 0 | 0 | 0
4.1 | SUPPLY & Work COST for 2 GT Units. | MERC/CAPEX/20172018/4645 | 2017-11-10 | 17 | 0 | 0 | 0 | 0 | 0 |  |  | 0 | 0 | 0 | 0
0 | 0 | 0 | - | 0 | 0 | 0 | 0 | 0 | 0 |  |  | 0 | 0 | 0 | 0
5 | Procurement of compressor rotor blades and tie rod with front hollow shaft for GT Unit No. 8 at GTPS Uran | MERC/CAPEX/20172018/0151 | 2018-01-31 | 19.197 | 0 | 0 | 0 | 0 | 0 |  |  | 0 | 0 | 0 | 0
5.1 | Procurement of GT-8 Compressor rotor blades (complete set) | MERC/CAPEX/20172018/0151 | 2018-01-31 | 9.04 | 7.6515 | 7.6515 | 0 | 0 | 0 |  |  | 0 | 0 | 0 | 0
5.2 | Procurement of GT-8 Tie rod & front hollow shaft along with installation materials | MERC/CAPEX/20172018/0151 | 2018-01-31 | 9.806 | 9.0831 | 9.0831 | 0 | 0 | 0 |  |  | 0 | 0 | 0 | 0
0 | IDC | MERC/CAPEX/20172018/0151 | 2018-01-31 | 0.351 | 2.1674 | 2.1674 | 0 | 0 | 0 |  |  | 0 | 0 | 0 | 0
6 | Upgradation of Automation Systems of GT-7 & Static Excitation Equipment of B0 Unit at GTPS Uran | MERC/CAPEX/2019-2020/422 | 2019-07-29 | 22.57 | 8.8972 | 8.8972 | 0 | 0 | 0 |  |  | 0 | 0 | 0 | 0
6.1 | Up-gradation of GT Automation System for Unit – 7 (Stage – II) | MERC/CAPEX/2019-2020/422 | 2019-07-29 | 15.62 | 0 | 0 | 0 | 0 | 0 |  |  | 0 | 0 | 0 | 0
6.2 | Up-gradation of B0 Static Excitation System for Stage – III | MERC/CAPEX/2019-2020/422 | 2019-07-29 | 6.43 | 2.7959 | 2.7959 | 0 | 0 | 0 |  |  | 0 | 0 | 0 | 0
0 | IDC | MERC/CAPEX/2019-2020/422 | 2019-07-29 | 0.52 | 0 | 0 | 0 | 0 | 0 |  |  | 0 | 0 | 0 | 0
7 | Procurement of MOH Spares & Insurance Spares for Unit-8 at GTPS Uran | MERC/CAPEX/2019-2020/121 | 2020-02-04 | 36.1381 | 1.5551 | 1.5551 | 0 | 0 | 0 |  |  | 0 | 0 | 0 | 0
7.1 | GT Unit no.8 Major Over Haul (MOH) Spares | MERC/CAPEX/2019-2020/121 | 2020-02-04 | 22.1782 | 18.9731 | 18.9731 | 0 | 0 | 0 |  |  | 0 | 0 | 0 | 0
7.2 | GT Unit no.8 Insurance Spares | MERC/CAPEX/2019-2020/121 | 2020-02-04 | 13.9599 | 2.8427 | 2.8427 | 0 | 0 | 0 |  |  | 0 | 0 | 0 | 0
0 | IDC | MERC/CAPEX/2019-2020/121 | 2020-02-04 | 0 | 0 | 0 | 0 | 0 | 0 |  |  | 0 | 0 | 0 | 0
8 | Implementation of Energy Saving Scheme with VFD for HP Feed Water Pump (HPFWP) and Condensate Extraction Pumps (CEP) for Stage-III at GTPS, Uran | MERC/CAPEX/2020-21/WFH/SBR/1 | 2020-04-21 | 11.206 | 11.1734 | 11.1734 | 0 | 0 | 0 |  |  | 0 | 0 | 0 | 0
8.1 | Implementation of VFD with Bypass system for HP Feed Water Pumps (HPFWP) and Condensate Extraction Pumps (CEP) for St-III at GTPS, Uran.(Supply + Works) | MERC/CAPEX/2020-21/WFH/SBR/1 | 2020-04-21 | 10.856 | 0.35 | 0.35 | 0 | 0 | 0 |  |  | 0 | 0 | 0 | 0
0 | IDC | MERC/CAPEX/2020-21/WFH/SBR/1 | 2020-04-21 | 0.35 | 0 | 0 | 0 | 0 | 0 |  |  | 0 | 0 | 0 | 0
9 | Plant Civil Works & Renovation of Colony Civil Works at GTPS Uran | MERC/CAPEX/FY 2021-22/MSPGCL /25 | 2022-02-17 | 19.2812 | 0 | 0 | 0 | 0 | 0 |  |  | 0 | 0 | 0 | 0
9.1 | Renovations, refurbishment of Residential colony at GTPS, Uran. | MERC/CAPEX/FY 2021-22/MSPGCL /25 | 2022-02-17 | 7.5638 | 0 | 0 | 0 | 0 | 0 |  |  | 0 | 0 | 0 | 0
9.1.1 | Providing weather shed over the parpet at Type-I, Type-II, Type-D, Type- III & Type-IV quarters at GTPS , Uran. | 0 | - | 1.4278 | 1.41 | 1.41 | 0 | 0 | 0 |  |  | 0 | 0
0 | IDC | 0 | - | 0 | 0.031792 | 0.031792 | 0 | 0 | 0 |  |  | 0 | 0
9.1.2 | Providing vitrified flooring to Type-I, Type-II, Type-D, Type- III & E quarters at GTPS , Uran. | 0 | - | 2.0178 | 1.9088 | 1.9088 | 0 | 0 | 0 |  |  | 0 | 0
0 | IDC | 0 | - | 0 | 0 | 0 | 0 | 0 | 0 |  |  | 0 | 0
9.1.3 | Renovation/ Refurbishment including internal structural strangthing of Type-I, Type-II, Type-D, Type- III & Type- E & F quarters at GTPS , Uran. | 0 | - | 0.885 | 0.80812 | 0.80812 | 0 | 0 | 0 |  |  | 0 | 0
0 | IDC | 0 | - | 0 | 0 | 0 | 0 | 0 | 0 |  |  | 0 | 0
9.1.4 | External face-lifting including structural strengthening to walls and RCC structures of TYPE-I, TYPE-II, & D-TYPE quarters: | 0 | - | 3.2332 | 2.8466 | 2.8466 | 0 | 0 | 0 |  |  | 0 | 0
9.2 | Internal colony Road at GTPS, Uran. | MERC/CAPEX/FY 2021-22/MSPGCL /25 | 2022-02-17 | 1.0974 | 1.0383 | 1.0383 | 0 | 0 | 0 |  |  | 0 | 0 | 0 | 0
9.3 | Renovation of sanitary system including Replacing sanitary and storm water drainage pipelines in colony area. | MERC/CAPEX/FY 2021-22/MSPGCL /25 | 2022-02-17 | 1.5458 | 1.5079 | 1.5079 | 0 | 0 | 0 |  |  | 0 | 0 | 0 | 0
9.4 | Renovations, refurbishment of Recreation Club Building in colony at GTPS Uran | MERC/CAPEX/FY 2021-22/MSPGCL /25 | 2022-02-17 | 0 | 0 | 0 | 0 | 0 | 0 |  |  | 0 | 0 | 0 | 0
9.5 | Strengthening to steel structures by epoxy painting within the plant area at GTPS, Uran | MERC/CAPEX/FY 2021-22/MSPGCL /25 | 2022-02-17 | 1.5104 | 1.3038 | 1.3038 | 0 | 0 | 0 |  |  | 0 | 0 | 0 | 0
10 | Procurement of Turbine Rotor blades of all 4 stages & Compressor Rotor blades set (along with installation materials) for GT Unit no.7 at GTPS Uran | MERC/CAPEX/FY 2022-23/0162 | 2022-04-18 | 36.9 | 30.6232 | 30.6232 | 0 | 0 | 0 |  |  | 0 | 0 | 0 | 0
10.1 | Procurement of Turbine Rotor blades of all 4 stages & Compressor Rotor blades set (along with installation materials) for GT Unit no.7 at GTPS Uran | MERC/CAPEX/FY 2022-23/0162 | 2022-04-18 | 36.43 | 0.472 | 0.472 | 0 | 0 | 0 |  |  | 0 | 0 | 0 | 0
0 | IDC | MERC/CAPEX/FY 2022-23/0162 | 2022-04-18 | 0.47 | 0 | 0 | 0 | 0 | 0 |  |  | 0 | 0 | 0 | 0
HO DPR 8 | Replacement of Fire Tenders at Various Power Stations of Mahagenco | MERC/CAPEX/20172018/4653 | 2017-11-13 | 2.5 | 0 | 0 | 0 | 0 | 0 |  |  | 0 | 0 | 0 | 0
HO DPR 8.2 | Normal Multipurpose Fire Tender | MERC/CAPEX/20172018/4653 | 2017-11-13 | 2.5 | 2.1847 | 2.1847 | 0 | 0 | 0 |  |  | 0 | 0 | 0 | 0
0 | IDC | MERC/CAPEX/20172018/4653 | 2017-11-13 | 0 | 0.042562 | 0.042562 | 0 | 0 | 0 |  |  | 0 | 0 | 0 | 0
HO DPR-10 | Implementation of IB recommendations- Civil works at various TPS of Mahagenco | MERC/CAPEX/20172018/0177 | 2018-02-06 | 0.944 | 0 | 0 | 0 | 0 | 0 |  |  | 0 | 0 | 0 | 0
HO DPR 10.1 | GTPS Uran | MERC/CAPEX/20172018/0177 | 2018-02-06 | 0.944 | 0 | 0 | 0 | 0 | 0 |  |  | 0 | 0 | 0 | 0
0 | IDC | MERC/CAPEX/20172018/0177 | 2018-02-06 | 0 | 0 | 0 | 0 | 0 | 0 |  |  | 0 | 0 | 0 | 0
HO DPR 11 | Construction of new Administrative Building for Mahagenco at Vidyut Bhawan, Katol Road, Nagpur | MERC/CAPEX/2021-2022/MSPGCL/063 | 2022-02-12 | 57 | 0 | 0 | 0 | 0 | 0 |  |  | 0 | 0 | 0 | 0
HO DPR 11.1 | Construction of new Administrative Building for Mahagenco at Vidyut Bhawan, Katol Road, Nagpur | MERC/CAPEX/2021-2022/MSPGCL/063 | 2022-02-12 | 54.24 | 0 | 0 | 0 | 0 | 0 |  |  | 0 | 0
0 | IDC | MERC/CAPEX/2021-2022/MSPGCL/063 | 2022-02-12 | 2.76 | 0 | 0 | 0 | 0 | 0 |  |  | 0 | 0
HO DPR 12 | Centralized Monitoring Solution | MERC/CAPEX/MSPGCL/2023-24/0576 | 2023-11-02 | 69.309 | 0 | 0 | 0 | 0 | 0 |  |  | 0 | 0
HO DPR 12.1 | Centralized Monitoring Solution | MERC/CAPEX/MSPGCL/2023-24/0576 | 2023-11-02 | 66.009 | 0 | 3.8 | -3.8 | 0 | 0 |  |  | 0 | -3.8
0 | IDC | MERC/CAPEX/MSPGCL/2023-24/0576 | 2023-11-02 | 3.3 | 0 | 0 | 0 | 0 | 0 |  |  | 0 | 0
0 | (ii) Yet to be submitted to MERC | 0 | - | 0 | 0 | 0 | 0 | 0 | 0 |  |  | 0 | 0
1 | Procurement of GT blades & other essential GT Hot gas components | 0 | - | 0 | 0 | 0 | 0 | 0 | 0 |  |  | 0 | 0
0 | 1) Procurement of GT Stator blades of stages 1&2 | 0 | - | 0 | 17 | 17 | 0 | 0 | 0 |  |  | 0 | 0
0 | 2) Procurement of Bricks / Tiles & tile holders for GT | 0 | - | 0 | 2.5 | 2.5 | 0 | 0 | 0 |  |  | 0 | 0
0 | 3) Procurement of mixing chambers (02 Nos) | 0 | - | 0 | 8.5 | 8.5 | 0 | 0 | 0 |  |  | 0 | 0
0 | 14) Procurement of stage2 rotor blades | 0 | - | 0 | 5.7 | 5.7 | 0 | 0 | 0 |  |  | 0 | 0
2 | Procurement of all 16 stage Compressor Diaphragms | 0 | - | 0 | 36 | 36 | 0 | 0 | 0 |  |  | 0 | 0
3 | Procurement of insurance spares for GT units | 0 | - | 0 | 0 | 0 | 0 | 0 | 0 |  |  | 0 | 0
0 | 1) Procurement of Inconel plates | 0 | - | 0 | 5 | 5 | 0 | 0 | 0 |  |  | 0 | 0
0 | 2) Procurement of Inner casing washers | 0 | - | 0 | 1.5 | 1.5 | 0 | 0 | 0 |  |  | 0 | 0
0 | 3) Procurement of Upper conical section | 0 | - | 0 | 3 | 3 | 0 | 0 | 0 |  |  | 0 | 0
0 | 4) Procurement of LUWA cooler panels | 0 | - | 0 | 1.4 | 1.4 | 0 | 0 | 0 |  |  | 0 | 0
0 | 5) Procurement of Burners | 0 | - | 0 | 1 | 1 | 0 | 0 | 0 |  |  | 0 | 0
0 | 6) Procurement of K rings | 0 | - | 0 | 1 | 1 | 0 | 0 | 0 |  |  | 0 | 0
0 | 7) GT Fasteners (Mixing chamber, dome fastners) | 0 | - | 0 | 1 | 1 | 0 | 0 | 0 |  |  | 0 | 0
0 | 8) Procurement of Blow off valves | 0 | - | 0 | 0.5 | 0.5 | 0 | 0 | 0 |  |  | 0 | 0
0 | 9) Procurement of two Flame tubes for one GT unit | 0 | - | 0 | 18 | 18 | 0 | 0 | 0 |  |  | 0 | 0
4 | Procurement of various spares & retrofitting of existing systems for reliability improvement of WHRP Boilers at GTPS Uran | 0 | - | 0 | 0 | 0 | 0 | 0 | 0 |  |  | 0 | 0
0 | 1) HP BCP (4 Nos) , LP BCP (4 Nos) pump set | 0 | - | 0 | 10 | 10 | 0 | 0 | 0 |  |  | 0 | 0
0 | 2) Preheat pump set ,DM make up pump set, clean drain pump set and CEP pump set | 0 | - | 0 | 1 | 1 | 0 | 0 | 0 |  |  | 0 | 0
0 | 3) Complete Boiler (2 Nos) duct plate replacement | 0 | - | 0 | 5 | 5 | 0 | 0 | 0 |  |  | 0 | 0
0 | 4) Insulation replacement of A1 and B2 boiler. | 0 | - | 0 | 1.8 | 1.8 | 0 | 0 | 0 |  |  | 0 | 0
0 | 5) Chimeny insulation of A1,B1 and B2 boiler | 0 | - | 0 | 0.85 | 0.85 | 0 | 0 | 0 |  |  | 0 | 0
0 | 6) A1 boiler LP evaporator tube replacement work. | 0 | - | 0 | 1.7 | 1.7 | 0 | 0 | 0 |  |  | 0 | 0
0 | 7)B2 boiler HP Evaporator and HP Economiser sagged and need to be replaced | 0 | - | 0 | 1 | 1 | 0 | 0 | 0 |  |  | 0 | 0
0 | 8) B1 boiler Hp evaporator tube sagged and need to be replaced | 0 | - | 0 | 1 | 1 | 0 | 0 | 0 |  |  | 0 | 0
0 | 9) Seal Air FAN WITH MOTOR | 0 | - | 0 | 2 | 2 | 0 | 0 | 0 |  |  | 0 | 0
0 | 10) B1 and B2 Boiler BID and BYD Damper Control System Upgradation. | 0 | - | 0 | 1.25 | 1.25 | 0 | 0 | 0 |  |  | 0 | 0
5 | Supply, Erection & commissioning for GT Unit-5,6, WHRP Unit A0 Automation Up-gradation and up-gradation of 120MW A0 Unit SEE system | 0 | - | 0 | 0 | 0 | 0 | 0 | 0 |  |  | 0 | 0
0 | 1) Supply, Erection & commissioning for GT Unit-5 Automation Up-gradation at GTPS, Uran. | 0 | - | 0 | 8.75 | 8.75 | 0 | 0 | 0 |  |  | 0 | 0
0 | 2) Supply, Erection & commissioning for GT Unit-6 Automation Up-gradation at GTPS, Uran. | 0 | - | 0 | 8.75 | 8.75 | 0 | 0 | 0 |  |  | 0 | 0
0 | 3) Supply, Erection & commissioning for WHRP Unit- A0 Automation Up-gradation at GTPS, Uran. | 0 | - | 0 | 15 | 15 | 0 | 0 | 0 |  |  | 0 | 0
0 | 4) Up-gradation of 120MW A0 Unit SEE system at GTPS, Uran. | 0 | - | 0 | 2.65 | 2.65 | 0 | 0 | 0 |  |  | 0 | 0
6 | Procurement of Steam Turbine spares for A0 restoaration at GTPS, Uran. (Procurement of Stator, Rotor casing alongwith blades & Bearing.) | 0 | - | 0 | 50 | 50 | 0 | 0 | 0 |  |  | 0 | 0
7 | Procurement of various spares & retrofitting of existing systems for reliability improvement of CCPP units at GTPS Uran | 0 | - | 0 | 0 | 0 | 0 | 0 | 0 |  |  | 0 | 0
0 | 1) Modification of HT LT Radiators of 4MW DG set. | 0 | - | 0 | 1 | 1 | 0 | 0 | 0 |  |  | 0 | 0
0 | 2) MODIFIED Air FILTERS FOR GT UNITS | 0 | - | 0 | 0.7 | 0.7 | 0 | 0 | 0 |  |  | 0 | 0
0 | 3) Procurement of Oil Separator (2 Nos.) | 0 | - | 0 | 0.5 | 0.5 | 0 | 0 | 0 |  |  | 0 | 0
0 | 4) CCR and Admin HVAC system replacement work | 0 | - | 0 | 2 | 2 | 0 | 0 | 0 |  |  | 0 | 0
0 | 5) ACW pumps and Pipeline procurement and replacement | 0 | - | 0 | 1.5 | 1.5 | 0 | 0 | 0 |  |  | 0 | 0
0 | 6) Procurement and Replacement work of corroded cooling water line, Firefighting pipeline in the plant. | 0 | - | 0 | 3 | 3 | 0 | 0 | 0 |  |  | 0 | 0
0 | 7) Fixed Fire fighting installation at Gas skid near MM Section | 0 | - | 0 | 1 | 1 | 0 | 0 | 0 |  |  | 0 | 0
0 | 8) Fixed Fire fighting installation at Gas skid near Unit -5 A1 Boiler | 0 | - | 0 | 1 | 1 | 0 | 0 | 0 |  |  | 0 | 0
0 | 9) Replacment of CO2 flooding system with advance system at Unit-5,6,7,8 | 0 | - | 0 | 6 | 6 | 0 | 0 | 0 |  |  | 0 | 0
0 | 10) Stage II EOP motor | 0 | - | 0 | 0.03 | 0.03 | 0 | 0 | 0 |  |  | 0 | 0
0 | 11) Evacuation pump motor | 0 | - | 0 | 0.05 | 0.05 | 0 | 0 | 0 |  |  | 0 | 0
0 | 12) St III Boiler Hydac Pump motor | 0 | - | 0 | 0.01 | 0.01 | 0 | 0 | 0 |  |  | 0 | 0
0 | 13) LT BREAKER ST II (1600) AMP | 0 | - | 0 | 0.2 | 0.2 | 0 | 0 | 0 |  |  | 0 | 0
0 | 14) LT BREAKER ST III and WTP (3200) AMP | 0 | - | 0 | 0.4 | 0.4 | 0 | 0 | 0 |  |  | 0 | 0
0 | 15) Battery replacement | 0 | - | 0 | 0 | 0 | 0 | 4.8 | 4.8 |  |  | 4.8 | 0
0 | 16) Rennovation of AC plant piping | 0 | - | 0 | 0.5 | 0.5 | 0 | 0 | 0 |  |  | 0 | 0
0 | 17) Up gradation Of Old Generator Protection System with Advance Series Microprocessor based System for GT at GTPS Uran | 0 | - | 0 | 0.6 | 0.6 | 0 | 0 | 0 |  |  | 0 | 0
0 | 18) Supply, Installation and commissioning of battery chargers at Stage-II at GTPS,Uran. | 0 | - | 0 | 0.2 | 0.2 | 0 | 0 | 0 |  |  | 0 | 0
0 | 19) Procurement of on-line dissolve oxygen, pH & conductivity measurement with transmitter for boiler and steam turbine at GTPS Uran | 0 | - | 0 | 0.5 | 0.5 | 0 | 0 | 0 |  |  | 0 | 0
0 | 20) Procurement of Optical Gas Leak imaging Camera for gas leak detection at GTPS,Uran. | 0 | - | 0 | 0.4 | 0.4 | 0 | 0 | 0 |  |  | 0 | 0
0 | 21) Procurement of HP and LP bypass control valve actuator and HP bypass spray control valve actuator at GTPS uran (3 No) | 0 | - | 0 | 5.7 | 5.7 | 0 | 0 | 0 |  |  | 0 | 0
0 | 22) New SCADA system for WTP operation at GTPS Uran | 0 | - | 0 | 0.25 | 0.25 | 0 | 0 | 0 |  |  | 0 | 0
0 | 23) Replacement of existing field instruments of WTP ( level transmitters, level switches, pH meter with sensor, flow meters and Transmittres,conductivity meter with sensors, dissolve oxygen meter with sensors, pressure gauges, pneumatic valves with feedback) at GTPS Uran | 0 | - | 0 | 0.75 | 0.75 | 0 | 0 | 0 |  |  | 0 | 0
8 | DPR-1 DPR for Condenser Vacuum imrovement by procurement and erection/Upgradation of ACC pannels of A0 Unit | 0 | - | 0 | 0 | 0 | 0 | 0 | 0 |  |  | 0 | 0
9 | Supply and erection of ACC Pannels/ Upgradation (A0 ACC Pannels) | 0 | - | 0 | 40 | 40 | 0 | 0 | 0 |  |  | 0 | 0
10 | DPR for Replacement of HP and LP cycle valves of Boilers. | 0 | - | 0 | 0 | 0 | 0 | 0 | 0 |  |  | 0 | 0
0 | Supply of all valves of Boiler HP feed station valves, overflow valves, MIV valve, shutoff valve (A1,A2,B1,B2 Boilers) | 0 | - | 0 | 14 | 14 | 0 | 0 | 0 |  |  | 0 | 0
0 | Supply all valves of Boiler LP feed station valves, Overflow valves, MIV valve, shutoff valve (A1,A2,B1,B2 Boilers) | 0 | - | 0 | 12 | 12 | 0 | 0 | 0 |  |  | 0 | 0
11 | DPR for Turbine section upgrade of GT unit 5 | 0 | - | 0 | 0 | 0 | 0 | 0 | 0 |  |  | 0 | 0
0 | Supply of Turbine rotor blades 3 & 4 and Turbine stator blades 3 & 4 along with installation material (TSU) GT 5 | 0 | - | 0 | 75 | 75 | 0 | 0 | 0 |  |  | 0 | 0
12 | DPR for Replacement of Various pumps of A0 & B0 block and HP LP drum, HP LP BCP allied valves of boiler | 0 | - | 0 | 0 | 0 | 0 | 0 | 0 |  |  | 0 | 0
0 | Supply of various pumps (HP BCP , LP BCP, HP and LP Feed water pumps, preheater, evacuation pumps, CEP pumps etc Pumps (A0 and B0 Block) | 0 | - | 0 | 19.12 | 19.12 | 0 | 0 | 0 |  |  | 0 | 0
0 | Supply of HP & LP Drum and superheater safety valve, drain station valves (A1,A2,B1,B2 Boilers) | 0 | - | 0 | 5 | 5 | 0 | 0 | 0 |  |  | 0 | 0
0 | Supply of HP & LP BCP suction valves, discharge valves , NRV (A1,A2,B1,B2 Boilers) | 0 | - | 0 | 5 | 5 | 0 | 0 | 0 |  |  | 0 | 0
13 | DPR for Life extension of B0 block by replacement of LP evaporator header and tubes, boiler duct plate, B0 steam turbine free standing blades and bearing | 0 | - | 0 | 0 | 0 | 0 | 0 | 0 |  |  | 0 | 0
0 | Supply and eretion of LP Evaporator header and Tubes (B1Boiler) | 0 | - | 0 | 20 | 20 | 0 | 0 | 0 |  |  | 0 | 0
0 | Supply of boiler duct plate (B1,B2 Boiler) | 0 | - | 0 | 10 | 10 | 0 | 0 | 0 |  |  | 0 | 0
0 | Supply of Steam turbine free standing blades (B0 steam turbine) | 0 | - | 0 | 5 | 5 | 0 | 0 | 0 |  |  | 0 | 0
0 | Supply of Steam turbine Journal cum Thrust bearing (A0 Steam Turbine) | 0 | - | 0 | 5 | 5 | 0 | 0 | 0 |  |  | 0 | 0
14 | DPR for Life extension of GT Units by replacement of GT Gas ESV , Control valves and GT transmitter unit (barring gear assembly), Hand barring assembly. | 0 | - | 0 | 0 | 0 | 0 | 0 | 0 |  |  | 0 | 0
0 | Supply of GT Gas ESV & Control valve (GT 6,7 & 8) | 0 | - | 0 | 12 | 12 | 0 | 0 | 0 |  |  | 0 | 0
0 | Supply of GT Transmitter unit with Hand barring assembly (GT 5 & 6 Transmitter Unit and GT 5,6,7,8 Hand Barring assembly ) | 0 | - | 0 | 13 | 13 | 0 | 0 | 0 |  |  | 0 | 0
15 | DPR for procurement of Inconel 617 plate for mixing chambers and Replacement of GT exhaust bellows, honeycomb. | 0 | - | 0 | 0 | 0 | 0 | 0 | 0 |  |  | 0 | 0
0 | Supply of inconel 617 plate for mixing chambers (All GT) | 0 | - | 0 | 20 | 20 | 0 | 0 | 0 |  |  | 0 | 0
0 | Replacement of GT exhaust bellows and honeycomb. (GT7 & 8) | 0 | - | 0 | 8 | 8 | 0 | 0 | 0 |  |  | 0 | 0
16 | DPR for Turbine section upgrade of GT unit 7 | 0 | - | 0 | 0 | 0 | 0 | 0 | 0 |  |  | 0 | 0
0 | Supply of Turbine rotor blades 3 & 4 and Turbine stator blades 3 & 4 along with installation material (TSU) GT 7 | 0 | - | 0 | 75 | 75 | 0 | 0 | 0 |  |  | 0 | 0
17 | DPR for Supply and erection of new air compressor system with screw type compressor, HVAC system with Screw type Compressor and Stg II and Stg III DG set at GTPS Uran | 0 | - | 0 | 0 | 0 | 0 | 0 | 0 |  |  | 0 | 0
0 | Supply and erection of new Air compressor system with Screw type Compressor (Service & instrument air compressors) | 0 | - | 0 | 14 | 14 | 0 | 0 | 0 |  |  | 0 | 0
0 | Supply and erection of new HVAC system with Screw type Compressor | 0 | - | 0 | 13 | 13 | 0 | 0 | 0 |  |  | 0 | 0
0 | Supply & Errection of Stage II and Stage III DG set | 0 | - | 0 | 5 | 5 | 0 | 0 | 0 |  |  | 0 | 0
18 | DPR for Life extension of GT by procurement of Mixing chambers with installation material and Procurement of GT flametube bricks & brick holders. | 0 | - | 0 | 0 | 0 | 0 | 0 | 0 |  |  | 0 | 0
0 | Supply of Mixing chambers with installation material (GT 5) | 0 | - | 0 | 20 | 20 | 0 | 0 | 0 |  |  | 0 | 0
0 | Supply of GT Flametube bricks & brick holders (All GT) | 0 | - | 0 | 6 | 6 | 0 | 0 | 0 |  |  | 0 | 0
19 | DPR for Life extension of GT by Procurement of Compressor diaphragm rings with stator blades– 1 to 16 for GT Unit 6. | 0 | - | 0 | 0 | 0 | 0 | 0 | 0 |  |  | 0 | 0
0 | Supply of Compressor diaphragm rings with stator blades– 1 to 16 (GT 6) | 0 | - | 0 | 35 | 35 | 0 | 0 | 0 |  |  | 0 | 0
20 | DPR for Procurement of Turbine stator blades 1 & 2 and Turbine rotor blades 1 & 2 along with installation material for GT unit 5. | 0 | - | 0 | 0 | 0 | 0 | 0 | 0 |  |  | 0 | 0
0 | Supply of Turbine stator blades 1 & 2 and Turbine rotor blades 1 & 2 along with installation material (GT 5) | 0 | - | 0 | 50 | 50 | 0 | 0 | 0 |  |  | 0 | 0
21 | DPR for Procurement of Various oil pumps, water pumps of GT Units and Procurement of GT blow off valves and IGV blades along with its complete operating mechanism. | 0 | - | 0 | 0 | 0 | 0 | 0 | 0 |  |  | 0 | 0
0 | Supply of all GT pumps (MOP,JOP, Boosster pump, EOP, oil vapour fan, CW pumps, Makeup pumps, colony water pumps, drinking water pumps) for all GT | 0 | - | 0 | 16 | 16 | 0 | 0 | 0 |  |  | 0 | 0
0 | Supply of GT Blow-off valves (All GT) | 0 | - | 0 | 6 | 6 | 0 | 0 | 0 |  |  | 0 | 0
0 | Supply of IGV blades along with its complete operating mechanism (GT 5,6,8) | 0 | - | 0 | 5 | 5 | 0 | 0 | 0 |  |  | 0 | 0
22 | DPR for Life extension of GT units by Procurement of inner casing & K rings with installation material. | 0 | - | 0 | 0 | 0 | 0 | 0 | 0 |  |  | 0 | 0
0 | Supply of inner casing & K ring with installation material (Inner casing for GT 8 and All GT K ring) | 0 | - | 0 | 30 | 30 | 0 | 0 | 0 |  |  | 0 | 0
23 | DPR for CCPP process improvement by Procurement and erection of Hangers and supports of Gas skid, A0 ,B0 block and supply of various size pipelines and boiler tubes for Boiler, GT | 0 | - | 0 | 0 | 0 | 0 | 0 | 0 |  |  | 0 | 0
0 | Supply and erection of Hangers and supports (Gas skid, A0 and B0 Block) | 0 | - | 0 | 10 | 10 | 0 | 0 | 0 |  |  | 0 | 0
0 | Supply of Various size high pressure pipelines and tubes for Boiler and GT & ST | 0 | - | 0 | 16 | 16 | 0 | 0 | 0 |  |  | 0 | 0
24 | DPR for Procurement of Turbine stator blades 1 & 2 and Turbine rotor blades 1 & 2 along with installation material for GT unit 7. | 0 | - | 0 | 0 | 0 | 0 | 0 | 0 |  |  | 0 | 0
0 | Supply of Turbine rotor blades 1 & 2 and Turbine stator blades 1 & 2 along with installation material (GT7) | 0 | - | 0 | 0 | 0 | 0 | 50 | 50 |  |  | 50 | 0
25 | DPR for Life extension of GT by Procurement of complete flame tube, burners and Procurement of Luwa cooler pannels. | 0 | - | 0 | 0 | 0 | 0 | 0 | 0 |  |  | 0 | 0
0 | Supply of complete Flame tubes with Burners (Flame tubes of GT 5 and Burners of GT 7 & 8) | 0 | - | 0 | 0 | 0 | 0 | 20 | 20 |  |  | 20 | 0
0 | Supply of Luwa cooler pannels (GT 5,7,8) | 0 | - | 0 | 0 | 0 | 0 | 6 | 6 |  |  | 6 | 0
26 | DPR for Life extension of GT units by Procurement of Compressor rotor blades stage 1 - 16 for GT unit 5 & 7. | 0 | - | 0 | 0 | 0 | 0 | 0 | 0 |  |  | 0 | 0
0 | Supply of Compressor Rotor blades 1 to 16th (GT 5, 7) | 0 | - | 0 | 0 | 0 | 0 | 25 | 25 |  |  | 25 | 0
27 | DPR for Life extension of GT units by Procurement of Complete GT fasteners set and Procurement of mixing chambers with installation material for GT6. | 0 | - | 0 | 0 | 0 | 0 | 0 | 0 |  |  | 0 | 0
0 | Procurement of Complete GT Fasteners set | 0 | - | 0 | 0 | 0 | 0 | 6 | 6 |  |  | 6 | 0
0 | Supply of Mixing chambers with installation material (GT 6 ) | 0 | - | 0 | 0 | 0 | 0 | 20 | 20 |  |  | 20 | 0
28 | Reliability Improvement Schemes for Gas Turbine Power Stations, Uran. | 0 | - | 0 | 0 | 0 | 0 | 0 | 0 |  |  | 0 | 0
0 | Supply, installation & commissioning work of 17.5 KV, 7860 Amp and 60 Amp Stage 2 Generator Busbar at Gas Turbine Power Station,Uran. | 0 | - | 0 | 15.67 | 15.67 | 0 | 0 | 0 |  |  | 0 | 0
0 | Upgradation of GT-5 and GT-6 SFC and SEE system. | 0 | - | 0 | 14 | 14 | 0 | 0 | 0 |  |  | 0 | 0
0 | Upgradation of Gas Turbine Generator and Transformer protection system (2 No) | 0 | - | 0 | 2 | 2 | 0 | 0 | 0 |  |  | 0 | 0
29 | Schemes for improvement of auxiliary availability for effecient performance during running of 108 MW Stage II & 120 MW Stage III units at GTPS, Uran. | 0 | - | 0 | 0 | 0 | 0 | 0 | 0 |  |  | 0 | 0
0 | Procurement of 108 MW Stage II GT units generator rotor at GTPS, Uran. | 0 | - | 0 | 30 | 30 | 0 | 0 | 0 |  |  | 0 | 0
0 | Procurement of 1 MVA Unit Auxiliary Transformer, 570 KVA Excitation Transformer and 2 MVA Frequency Converter Transformer of Stage II GT Unit at GTPS, Uran. | 0 | - | 0 | 1.2 | 1.2 | 0 | 0 | 0 |  |  | 0 | 0
0 | Upgradation of Stage -II & III Battery Chargers. | 0 | - | 0 | 2.75 | 2.75 | 0 | 0 | 0 |  |  | 0 | 0
0 | (a) Upgradation of 4 MW DG set control system. | 0 | - | 0 | 1 | 1 | 0 | 0 | 0 |  |  | 0 | 0
30 | Procurment of insurance spare for reliability improvement at GTPS Uran | 0 | - | 0 | 0 | 0 | 0 | 0 | 0 |  |  | 0 | 0
0 | Procurement of 120 MW Stage III WHRP unit generator rotor at GTPS, Uran. | 0 | - | 0 | 40 | 40 | 0 | 0 | 0 |  |  | 0 | 0
31 | AI Based Comprehensive Infrasecure Project | 0 | - | 0 | 0 | 0 | 0 | 0 | 0 |  |  | 0 | 0
0 | AI Based Comprehensive Infrasecure Project | 0 | - | 0 | 0 | 18.6835 | -18.6835 | 0 | 0 |  |  | 0 | -18.6835
32 | A0 RESTORATION | 0 | - | 0 | 0 | 42.482 | -42.482 | 0 | 0 |  |  | 0 | -42.482
0 | A0 RESTORATION | 0 | - | 0 | 0 | 0 | 0 | 0 | 0 |  |  | 0 | 0
0 | 0 | 0 | - | 0 | 0 | 0 | 0 | 0 | 0 |  |  | 0 | 0
0 | B) Non-DPR Schemes | 0 | - | 0 | 0 | 0 | 0 | 0 | 0 |  |  | 0 | 0
1 | CHAIR REGULAR ERGONOMICS STANDARD(4370002018)/QTY60 | N.A. | - | 0 | 0.033294 | 0.033294 | 0 | 0 | 0 |  |  | 0 | 0
2 | 2 PANEL WOODEN SIDE TABLE 2 X 4 FT(4370002023)/QTY 20 | N.A. | - | 0 | 0.034646 | 0.034646 | 0 | 0 | 0 |  |  | 0 | 0
3 | EXECUTIVE REV CHAIR(4370002025)/QTY 19 | N.A. | - | 0 | 0.0079152 | 0.0079152 | 0 | 0 | 0 |  |  | 0 | 0
4 | INDUSTRIAL CABINET WITH 4 LOCKERS(4370002025)/QTY 19 | N.A. | - | 0 | 0.028267 | 0.028267 | 0 | 0 | 0 |  |  | 0 | 0
5 | INDUSTRIAL CABINET WITH 4 LOCKERS(4370002037)/QTY 6 | N.A. | - | 0 | 0.01116 | 0.01116 | 0 | 0 | 0 |  |  | 0 | 0
6 | CHAIR REGULAR (4370002039)/QTY 51 | N.A. | - | 0 | 0.037587 | 0.037587 | 0 | 0 | 0 |  |  | 0 | 0
7 | 3 BURNER GAS STOVE IRON PAN SUPPORT(4370002320)/QTY 1 | N.A. | - | 0 | 0.00199 | 0.00199 | 0 | 0 | 0 |  |  | 0 | 0
8 | 3 BURNER GAS STOVE IRON PAN SUPPORT(4370002319)/QTY 1 | N.A. | - | 0 | 0.0007795 | 0.0007795 | 0 | 0 | 0 |  |  | 0 | 0
9 | Samsung LCD TV(2 nos, 26" in Rest House)/QTY 2 | N.A. | - | 0 | 0.019555 | 0.019555 | 0 | 0 | 0 |  |  | 0 | 0
10 | Mobile Purchase for CE GTPS/QTY 1 | N.A. | - | 0 | 0.001599 | 0.001599 | 0 | 0 | 0 |  |  | 0 | 0
11 | Walkie Talkie NO.7/QTY 7 | N.A. | - | 0 | 0.011357 | 0.011357 | 0 | 0 | 0 |  |  | 0 | 0
12 | Electronic Appliances to rest houseGTPS 4370002069/QTY 1 | N.A. | - | 0 | 0.0042198 | 0.0042198 | 0 | 0 | 0 |  |  | 0 | 0
13 | Electronic Appliances to rest house(4370002070)/QTY 1 | N.A. | - | 0 | 0.0029609 | 0.0029609 | 0 | 0 | 0 |  |  | 0 | 0
14 | COLOR LASER JET PRINTER4370002282/QTY 2 | N.A. | - | 0 | 0.00473 | 0.00473 | 0 | 0 | 0 |  |  | 0 | 0
15 | LASER LASERJET PRINTER FOR A4 PAPER(4370002057)/QTY 5 | N.A. | - | 0 | 0.003516 | 0.003516 | 0 | 0 | 0 |  |  | 0 | 0
16 | Split Air Conditioner(4370002046)GUEST HOUSE/QTY 11 | N.A. | - | 0 | 0.057773 | 0.057773 | 0 | 0 | 0 |  |  | 0 | 0
17 | LASER ALL IN ONE A4 LASER PRINTER (4370002321) POG/QTY 12 | N.A. | - | 0 | 0.0222 | 0.0222 | 0 | 0 | 0 |  |  | 0 | 0
18 | COOLER WATER THERMOSTAT 40 F-45 F TYU-5(4370002318/QTY 4 | N.A. | - | 0 | 0.0047956 | 0.0047956 | 0 | 0 | 0 |  |  | 0 | 0
19 | UV WATER PURIFIER FILTER4370002059/QTY 4 | N.A. | - | 0 | 0.031558 | 0.031558 | 0 | 0 | 0 |  |  | 0 | 0
20 | ext. of compound wall around of GTPS Uran. | N.A. | - | 0 | 0.13699 | 0.13699 | 0 | 0 | 0 |  |  | 0 | 0
21 | Supply Installation & commissioning of 11TR Water cooled air conditioning package at GT Unit # 5 & 6 LCRs /14 QTY | N.A. | - | 0 | 0.30988 | 0.30988 | 0 | 0 | 0 |  |  | 0 | 0
22 | Procurment of new Ambulance Van MH-46-BM-2746/QTY 1 | N.A. | - | 0 | 0.10754 | 0.10754 | 0 | 0 | 0 |  |  | 0 | 0
23 | DG SET ASSY KIRLOSKAR 6SL8800TA-250(4370002473)/QTY 1 | N.A. | - | 0 | 0.0477 | 0.0477 | 0 | 0 | 0 |  |  | 0 | 0
24 | 3 seater sofa set(4370002496)/QTY 2 | N.A. | - | 0 | 0.005243 | 0.005243 | 0 | 0 | 0 |  |  | 0 | 0
25 | WET AND DRY VACUUM CLEANER(4370002509)/QTY 2 | N.A. | - | 0 | 0.0046 | 0.0046 | 0 | 0 | 0 |  |  | 0 | 0
26 | Revolving Chair(4370002467)/QTY 24 | N.A. | - | 0 | 0.018348 | 0.018348 | 0 | 0 | 0 |  |  | 0 | 0
27 | Regular Chair(4370002466)/QTY 10 | N.A. | - | 0 | 0.00801 | 0.00801 | 0 | 0 | 0 |  |  | 0 | 0
28 | Scrubber Dryers(4370002495)/QTY 2 | N.A. | - | 0 | 0.0258 | 0.0258 | 0 | 0 | 0 |  |  | 0 | 0
29 | MICROWAVE OVEN CAPACITY 32 LITERS(4370002510)/QTY 1 | N.A. | - | 0 | 0.002403 | 0.002403 | 0 | 0 | 0 |  |  | 0 | 0
30 | One Seater Sofa(4370002497)/QTY 4 | N.A. | - | 0 | 0.006302 | 0.006302 | 0 | 0 | 0 |  |  | 0 | 0
31 | S-Type Chairs(4370002460)/QTY 61 | N.A. | - | 0 | 0.035685 | 0.035685 | 0 | 0 | 0 |  |  | 0 | 0
32 | INDUSTRIAL CABINET WITH 4 LOCKERS(4370002464)/QTY 19 | N.A. | - | 0 | 0.037031 | 0.037031 | 0 | 0 | 0 |  |  | 0 | 0
33 | STEEL CABINET WITH 18 LOCKER(4370002461)/QTY 14 | N.A. | - | 0 | 0.020181 | 0.020181 | 0 | 0 | 0 |  |  | 0 | 0
34 | STEEL CABINET WITH 06 LOCKER(4370002462)/QTY 21 | N.A. | - | 0 | 0.033495 | 0.033495 | 0 | 0 | 0 |  |  | 0 | 0
35 | File Cabinet(4370002463)/QTY 22 | N.A. | - | 0 | 0.040566 | 0.040566 | 0 | 0 | 0 |  |  | 0 | 0
36 | Midback Chair(4370002456)/QTY 30 | N.A. | - | 0 | 0.017514 | 0.017514 | 0 | 0 | 0 |  |  | 0 | 0
37 | S-Type(backrest made of mesh)Chair(4370002465)/QTY 20 | N.A. | - | 0 | 0.01142 | 0.01142 | 0 | 0 | 0 |  |  | 0 | 0
38 | L Type Exe. Table(4370002471)/QTY 4 | N.A. | - | 0 | 0.024892 | 0.024892 | 0 | 0 | 0 |  |  | 0 | 0
39 | Godrej interio T-104 Table(4370002472)/QTY 18 | N.A. | - | 0 | 0.042228 | 0.042228 | 0 | 0 | 0 |  |  | 0 | 0
40 | Provi & fix garden benc.@GTPS Colony.(4370002503)./QTY 35 | N.A. | - | 0 | 0.032214 | 0.032214 | 0 | 0 | 0 |  |  | 0 | 0
41 | Supply of heavy pedestal type (4370002601)/QTY 20 | N.A. | - | 0 | 0.02626 | 0.02626 | 0 | 0 | 0 |  |  | 0 | 0
42 | 2 TON CAPACITY SPLIT AC(4370002498)/QTY 8 | N.A. | - | 0 | 0.03359 | 0.03359 | 0 | 0 | 0 |  |  | 0 | 0
43 | Procurement of 16 Channel DVR at GTPS.(4370002575)/QTY 1 | N.A. | - | 0 | 0.00104 | 0.00104 | 0 | 0 | 0 |  |  | 0 | 0
44 | Procurement of Server at GTPS Uran.(4385000212)/QTY 1 | N.A. | - | 0 | 0.054766 | 0.054766 | 0 | 0 | 0 |  |  | 0 | 0
45 | CCTV Cameras and DVR at GTPS URAN (4370002677)/QTY 13 | N.A. | - | 0 | 0.0036888 | 0.0036888 | 0 | 0 | 0 |  |  | 0 | 0
46 | 3 KW Geysers (Water Heaters) (4370002733)/QTY 18 | N.A. | - | 0 | 0.00576 | 0.00576 | 0 | 0 | 0 |  |  | 0 | 0
47 | WALL MOUNTED/Matress etc .Guest house FAN 24" 230V 1440RPM(4370002713)/QTY 39 | N.A. | - | 0 | 0.011658 | 0.011658 | 0 | 0 | 0 |  |  | 0 | 0
48 | COMPLETE PROJECTOR WITH STD ACCE.(4370002703)/QTY 1 | N.A. | - | 0 | 0.0061642 | 0.0061642 | 0 | 0 | 0 |  |  | 0 | 0
49 | NAS Storage device (4370002674)/QTY 1 | N.A. | - | 0 | 0.0225 | 0.0225 | 0 | 0 | 0 |  |  | 0 | 0
50 | DYNAMIC MIC,ACCESSORIES (4370002728)/QTY 5 | N.A. | - | 0 | 0.00247 | 0.00247 | 0 | 0 | 0 |  |  | 0 | 0
51 | DESKTOP (4370002709)/QTY 10 | N.A. | - | 0 | 0.056867 | 0.056867 | 0 | 0 | 0 |  |  | 0 | 0
52 | Procurement of Computer Monitor at GTPS.4370002812/QTY 15 | N.A. | - | 0 | 0.0213 | 0.0213 | 0 | 0 | 0 |  |  | 0 | 0
53 | Procurement of Air Purifiers in PCR’s4370002804/Qty 40 | N.A. | - | 0 | 0.007 | 0.007 | 0 | 0 | 0 |  |  | 0 | 0
54 | iPad & Laptop As Per Specification 4385000561/QTY 2 | N.A. | - | 0 | 0.019458 | 0.019458 | 0 | 0 | 0 |  |  | 0 | 0
55 | Projector Screen SZIE 8 X 10 FEET(4370002710)/QTY 1 | N.A. | - | 0 | 0.0010398 | 0.0010398 | 0 | 0 | 0 |  |  | 0 | 0
56 | Supply, Installation and commissioning of SCADA System for Raw and DM water plant at Water Treatment Plant, GTPS, Uran. | 0 | - | 0 | 0.9263 | 0.9263 | 0 | 0 | 0 |  |  | 0 | 0
57 | Supply, Installation and commissioning of Battery chargers at stage II at GTPS Uran | 0 | - | 0 | 0.69004 | 0.69004 | 0 | 0 | 0 |  |  | 0 | 0
58 | Up gradation of old Generator Protection System with Advance Series Microprocessor based system, GTPS Uarn | 0 | - | 0 | 1.093 | 1.093 | 0 | 0 | 0 |  |  | 0 | 0
59 | NABL laboratory set up including required instruments along with furniture and other accessories at WT Plant, GTPS, Uran. | 0 | - | 0 | 0.64239 | 0.64239 | 0 | 0 | 0 |  |  | 0 | 0
60 | Providing and applying of chemical resistance coating to the internal surface of soft water storage tank at Water Treatment Plant, GTPS Uran | 0 | - | 0 | 1.4408 | 1.4408 | 0 | 0 | 0 |  |  | 0 | 0
61 | CCPP Process improvement through application of Thermal insulation for WHRP Boiler/GT exhaust area at GTPS, Uran | 0 | - | 0 | 0.85669 | 0.85669 | 0 | 0 | 0 |  |  | 0 | 0
62 | Procurement of grass cutting machine (Petrol engine) at GTPS, Uran. | 0 | - | 0 | 0.011328 | 0.011328 | 0 | 0 | 0 |  |  | 0 | 0
63 | Procurement of dedicated server for DSM System at GTPS Uran. | 0 | - | 0 | 0.0934 | 0.0934 | 0 | 0 | 0 |  |  | 0 | 0
64 | Procurement of Water Purifier | 0 | - | 0 | 0.000803 | 0.000803 | 0 | 0 | 0 |  |  | 0 | 0
65 | Procurement of 1.5T SPLIT AC | 0 | - | 0 | 0.0282 | 0.0282 | 0 | 0 | 0 |  |  | 0 | 0
66 | MOBILE PHONE FOR SHIFT I/C | 0 | - | 0 | 0.0013999 | 0.0013999 | 0 | 0 | 0 |  |  | 0 | 0
67 | MOBILE PHONE FOR SHIFT I/C | 0 | - | 0 | 0.0013499 | 0.0013499 | 0 | 0 | 0 |  |  | 0 | 0
68 | MOBILE PHONE FOR SHIFT I/C | 0 | - | 0 | 0.0013499 | 0.0013499 | 0 | 0 | 0 |  |  | 0 | 0
69 | Procurement of CCTV camera | 0 | - | 0 | 0.0051684 | 0.0051684 | 0 | 0 | 0 |  |  | 0 | 0
70 | Procurement of Desktop PC’s at GTPS URAN. | 0 | - | 0 | 0.084569 | 0.084569 | 0 | 0 | 0 |  |  | 0 | 0
71 | Procurement of 4 channel DVR & 4 cctv camera | 0 | - | 0 | 0.00147 | 0.00147 | 0 | 0 | 0 |  |  | 0 | 0
72 | Procurement of 8 channel mini DVR | 0 | - | 0 | 0.0012492 | 0.0012492 | 0 | 0 | 0 |  |  | 0 | 0
73 | Procurement of MOBILE PHONE | 0 | - | 0 | 0.0015 | 0.0015 | 0 | 0 | 0 |  |  | 0 | 0
74 | Procurement of Monitors at GTPS URAN. | 0 | - | 0 | 0.00101 | 0.00101 | 0 | 0 | 0 |  |  | 0 | 0
75 | Supply of Thinclients on Buyback for Uran GTPS | 0 | - | 0 | 0.12118 | 0.12118 | 0 | 0 | 0 |  |  | 0 | 0
76 | FY23-24 | 0 | - | 0 | 0 | 0 | 0 | 0 | 0 |  |  | 0 | 0
77 | PORT FIRE EXT ABC COMP EN3 AFFF - COMPOSITE CAPACITY 9 LTR 9KG | 0 | - | 0 | 3.3915 | 3.3915 | 0 | 0 | 0 |  |  | 0 | 0
78 | Procurement of Thermal Imaging Camera for Condition Monitoring of machine at GTPS,Uran. | 0 | - | 0 | 0.035046 | 0.035046 | 0 | 0 | 0 |  |  | 0 | 0
79 | DIGITAL ULTRASONIC FLOW METER | 0 | - | 0 | 0.016768 | 0.016768 | 0 | 0 | 0 |  |  | 0 | 0
80 | MEASURING &DISPLAYING HANDHELD INST | 0 | - | 0 | 0.0085314 | 0.0085314 | 0 | 0 | 0 |  |  | 0 | 0
81 | Approval for procuring Thickness measurment gauge,Portable flow meter and Vibration meter for GTPS, Uran | 0 | - | 0 | 0.00924 | 0.00924 | 0 | 0 | 0 |  |  | 0 | 0
82 | Supply, installation and commissioning of 1.5 ton Window Air Conditioner and 1.5 Ton Split Air conditioners with inverter technology at GTPS Uran. | 0 | - | 0 | 0.013586 | 0.013586 | 0 | 0 | 0 |  |  | 0 | 0
83 | Procurement of monitors at GTPS Uran | 0 | - | 0 | 0.0144 | 0.0144 | 0 | 0 | 0 |  |  | 0 | 0
84 | Procurement of Desktop PC’s and Laptop at GTPS Uran | 0 | - | 0 | 0.005499 | 0.005499 | 0 | 0 | 0 |  |  | 0 | 0
85 | SUPPLY & INSTALLATION OF VC SETUP AND INTERACTIVE DISPLAY FOR GTPS URAN | 0 | - | 0 | 0.030763 | 0.030763 | 0 | 0 | 0 |  |  | 0 | 0
86 | Supply, installation and commissioning of water purifiers and water purifier cum cooler at GTPS Uran. | 0 | - | 0 | 0.00285 | 0.00285 | 0 | 0 | 0 |  |  | 0 | 0
87 | Urgent procurement and installation of UV Water Purifier cum cooler at GTPS, Uran on confirmatory basis. | 0 | - | 0 | 0.008378 | 0.008378 | 0 | 0 | 0 |  |  | 0 | 0
88 | Supply, installation and commissioning of RO+UV+UF Storage Type Water Purifiers at GTPS,Uran. | 0 | - | 0 | 0.012951 | 0.012951 | 0 | 0 | 0 |  |  | 0 | 0
89 | Procurement of Hot air oven for general laboratory at Water Treatment Plant, GTPS,Uran | 0 | - | 0 | 0.001475 | 0.001475 | 0 | 0 | 0 |  |  | 0 | 0
90 | Supply of Plastic Chair and Dinning table at Guest House & new dormitory of GTPS Uran. | 0 | - | 0 | 0.0061545 | 0.0061545 | 0 | 0 | 0 |  |  | 0 | 0
91 | Procurement of Desktop PC’s and Laptop at GTPS Uran | 0 | - | 0 | 0.0088 | 0.0088 | 0 | 0 | 0 |  |  | 0 | 0
92 | COLOR LASER JET PRINTERADMIN BUILDING | 0 | - | 0 | 0.006379 | 0.006379 | 0 | 0 | 0 |  |  | 0 | 0
93 | DEEP FREEZER CAP 205 LITERSGuest House | 0 | - | 0 | 0.004248 | 0.004248 | 0 | 0 | 0 |  |  | 0 | 0
94 | CCTV, DVR , CCTV CableGuest HO&Club HO | 0 | - | 0 | 0.011741 | 0.011741 | 0 | 0 | 0 |  |  | 0 | 0
95 | Supply installation, commissioning and testing of 220 V, 800 Ah Ni-Cadmium/ 220 V, 965 Ah Plante Type battery sets for Stage III WHRP 120 MW A0 & B0 Units at Gas Turbine Power Station, Uran. | 0 | - | 0 | 3.628 | 3.628 | 0 | 0 | 0 |  |  | 0 | 0
96 | Supply, installation and commissioning of Actuators for HP bypass, LP bypass and HP bypass injection spray control valve at GTPS, Uran. | 0 | - | 0 | 3.6969 | 3.6969 | 0 | 0 | 0 |  |  | 0 | 0
97 | Procurement of rotating blades of 29th, 30th and 31st stage (along with installation materials) for 120MW KWU Steam Turbine B-0 at GTPS, Uran | 0 | - | 0 | 4.1155 | 4.1155 | 0 | 0 | 0 |  |  | 0 | 0
| Total |  |  |  | 1119.8701 | 1176.3156 | -56.4455 | 131.8 | 131.8 | 0 | 0 | 131.8 | -56.4455